## BoQ1 (hidden)
Item Wise BoQ | [13 empty] | 15
BoQ_Ver3.0 | Item Wise | Normal | INR Only | INR
Select, Excess (+), Less (-)
Tender Inviting Authority: Superintending Engineer (MM-II), PVVNL, Meerut
Name of Work: Construction of New 11 KV Feeders for Separation of Agriculture Consumers and Associated Works - Moradabad Zone (Moradabad,Bijnor,Rampur, JP Nagar(Amroha) & Sambhal Districts)
Tender No: PVVNL-MT/MM/ADB/16/23-24
Name of the Bidder/ Bidding Firm / Company :
PRICE SCHEDULE 1. This BOQ template must not be modified/replaced by the bidder and the same should be uploaded after filling the relevent columns after validating the sheet, else the bidder is liable to be rejected for this tender. 2. Bidders are allowed to enter the Bidder Name and Values only. 3. Bidders shall fill Ex-work Price, Freight & Insurance Charges, Erection charges and applicable taxes (GST) in Rupees for each of the item seperately in respective column. If taxes are not filled seperately, the prices quoted by the bidder will be considered as inclusive of taxes and PVVNL may bifrucate the Price quoted by the bidder into Base Price and applicable taxes as per prevailing rate of taxes. 4. The entire work is to be done on 'Turnkey' basis. Therefore the bidder should include the cost of all the complement items necessary to complete the work for successful commissioning of the equipment. 5. All the material and erection practices shall be as per tender specification and wherever not specified, shall be as per RESSPO and if not mentioned in RESSPO shall be as per IS. 6. Below Schedule Structure and quantities is provisional and may vary as per site requirement with due approval of CEO of the work. 7. All the hardware items such as Nut-Bolts, Washer, Steel structures and clamps etc. shall be hot-dip galvanised. 8. Permission and documentation regarding Electrical safety & others are in scope of Bidder. 9. Quoted rate must be identical for similar item in each schedule. If any variation then lowest rate of that item must be considered for evaluation and award of BOQ.
NUMBER # | TEXT # | TEXT # | NUMBER # | TEXT # | NUMBER | NUMBER | TEXT | TEXT # | NUMBER # | TEXT# | TEXT # | NUMBER # | NUMBER | NUMBER | NUMBER | NUMBER | TEXT | TEXT | NUMBER | NUMBER | NUMBER | NUMBER | TEXT | TEXT | NUMBER | NUMBER | NUMBER | NUMBER | TEXT | TEXT | NUMBER | NUMBER | NUMBER | NUMBER | TEXT | TEXT | NUMBER | NUMBER | NUMBER | NUMBER | TEXT | TEXT | NUMBER | NUMBER | NUMBER # | NUMBER # | TEXT | TEXT | NUMBER # | NUMBER # | DATE | NUMBER # | NUMBER # | TEXT #
Sl. No. | Item Description | Item Code / Make | Quantity | Units |  |  |  | Addition / Deduction | Addition / Deduction Values | Currency Convertion against each Item | Quoted Currency in INR / Other Currency | Unit Ex-Works Supply Prices (in. Rs./Unit) (Excluding Taxes) | Unit Freight & Insurance Charges (in Rs./Unit) (Excluding Taxes) |  | Unit Erection Charges (in Rs./Unit) (Excluding Taxes) |  |  |  |  | Total Unit Rate (Ex works(Supply+ F&I) & Erection | GST on Total Unit Rate @18% (Rs/Unit) | Unit Rate With Taxes/GST for supply,F&I and installation (in Rs.) | [29 empty] | TOTAL AMOUNT excluding taxes in Rs. P | Total Cost including Tax (Rs.) | TOTAL AMOUNT In Words
1 | 2 | 3 | 4 | 5 | 6 | 7 | 8 | 9 | 10 | 11 | 12 | 7 | 8 | 9 | 10 | 11 | 12 | 19 | 20 | 21 | 22 | 23 | 24 | 25 | 26 | 27 | 28 | 29 | 30 | 31 | 32 | 33 | 34 | 35 | 36 | 37 | 38 | 39 | 40 | 41 | 42 | 43 | 44 | 45 | 46 | 47 | 48 | 49 | 50 | 51 | 52 | 13 | 14 | 15
1 | Sch-A1 - 11 KV Line on 8.5 m PCC pole with rabbit conductor - | item1 | 2101.68 | KM |  |  |  | Excess(+) | 1 | Full Conversion | INR | [8 empty] | 0 | 0 | 0 | [29 empty] | 0 | 0 | #VALUE! | 1 | Construction of chamber for 100mm sluices valve | item1 | 10 | 1 Nos
2 | 8.5 Mtr. Long PCC Pole | item2 | 42778 | No. |  |  |  | Excess(+) | 1 | Full Conversion | INR | [8 empty] | 0 | 0 | 0 | [29 empty] | 0 | 0 | #VALUE! | 1.01 | Supplying, Conveying and fixing spls. Including eart | item1 | 123.223 | Nos
3 | PCC Pole 9 Mtrs. Long | item3 | 1044 | No. |  |  |  | Excess(+) | 1 | Full Conversion | INR | [8 empty] | 0 | 0 | 0 | [29 empty] | 0 | 0 | #VALUE!
4 | Stone Pad (300x300x75 mm) | item4 | 43822 | No. |  |  |  | Excess(+) | 1 | Full Conversion | INR | [8 empty] | 0 | 0 | 0 | [29 empty] | 0 | 0 | #VALUE!
5 | ACSR Rabbit Conductor | item5 | 6494.2 | Km. |  |  |  | Excess(+) | 1 | Full Conversion | INR | [8 empty] | 0 | 0 | 0 | [29 empty] | 0 | 0 | #VALUE!
6 | 11 KV Composite Polymer Pin Insulator with Nut and washers | item6 | 138462 | No. |  |  |  | Excess(+) | 1 | Full Conversion | INR | [8 empty] | 0 | 0 | 0 | [29 empty] | 0 | 0 | #VALUE!
7 | 11 kV Polymer Disc Insulator T&C type 45KN c/w Disc fittings | item7 | 37794 | No. |  |  |  | Excess(+) | 1 | Full Conversion | INR | [8 empty] | 0 | 0 | 0 | [29 empty] | 0 | 0 | #VALUE!
8 | 11 kV Polymer Disc Insulator B&S type 70 KN c/w Disc fittings | item8 | 12939 | No. |  |  |  | Excess(+) | 1 | Full Conversion | INR | [8 empty] | 0 | 0 | 0 | [29 empty] | 0 | 0 | #VALUE!
9 | Aluminium jointing sleeves | item9 | 1295 | No. |  |  |  | Excess(+) | 1 | Full Conversion | INR | [8 empty] | 0 | 0 | 0 | [29 empty] | 0 | 0 | #VALUE!
10 | PG Clamps for ACSR Rabbit/Weasel | item10 | 63672 | No. |  |  |  | Excess(+) | 1 | Full Conversion | INR | [8 empty] | 0 | 0 | 0 | [29 empty] | 0 | 0 | #VALUE!
11 | Stay Set ( Galvanised) with 50x8 mm stay clamp, stay insulator, anchor plate (200x200x6), nut bolts, turn buckles,1.8 m long 16 mm dia. Solid GS Stay Rod, & 7/3.15 mm dia. GI stranded wire complete as per technical specification, approved drawings, schedules and scope of work. | item11 | 21322 | No. |  |  |  | Excess(+) | 1 | Full Conversion | INR | [8 empty] | 0 | 0 | 0 | [29 empty] | 0 | 0 | #VALUE!
12 | MS earthing rod of 20x2500 mm. With accessories and 6 SWG earthing wire for pole earthing | item12 | 43822 | No. |  |  |  | Excess(+) | 1 | Full Conversion | INR | [8 empty] | 0 | 0 | 0 | [29 empty] | 0 | 0 | #VALUE!
13 | 11 kV SMC Danger board with clamp with N&B | item13 | 40830 | No. |  |  |  | Excess(+) | 1 | Full Conversion | INR | [8 empty] | 0 | 0 | 0 | [29 empty] | 0 | 0 | #VALUE!
14 | SMC Number Plate with clamp, bolts & nuts | item14 | 2986 | No. |  |  |  | Excess(+) | 1 | Full Conversion | INR | [8 empty] | 0 | 0 | 0 | [29 empty] | 0 | 0 | #VALUE!
15 | G.I Barbed wire | item15 | 43822 | Kg |  |  |  | Excess(+) | 1 | Full Conversion | INR | [8 empty] | 0 | 0 | 0 | [29 empty] | 0 | 0 | #VALUE!
16 | Aluminium binding wire-6 SWG | item16 | 17948.6 | Kg |  |  |  | Excess(+) | 1 | Full Conversion | INR | [8 empty] | 0 | 0 | 0 | [29 empty] | 0 | 0 | #VALUE!
17 | Route survey and pole spotting for 11kV line | item17 | 2101.7 | KM |  |  |  | Excess(+) | 1 | Full Conversion | INR | [8 empty] | 0 | 0 | 0 | [29 empty] | 0 | 0 | #VALUE!
18 | Concreting of 8.5 mtr PCC Pole as per technical specifications & drawings | item18 | 42778 | No. |  |  |  | Excess(+) | 1 | Full Conversion | INR | [8 empty] | 0 | 0 | 0 | [29 empty] | 0 | 0 | #VALUE!
19 | Concreting of 9 mtr PCC Pole as per technical specifications & drawings | item19 | 1044 | No. |  |  |  | Excess(+) | 1 | Full Conversion | INR | [8 empty] | 0 | 0 | 0 | [29 empty] | 0 | 0 | #VALUE!
20 | Stay Set concreting as per technical specifications and approved drawings. | item20 | 21322 | No. |  |  |  | Excess(+) | 1 | Full Conversion | INR | [8 empty] | 0 | 0 | 0 | [29 empty] | 0 | 0 | #VALUE!
21 | Guarding for 11 kV line | item21 | 2157 | No. |  |  |  | Excess(+) | 1 | Full Conversion | INR | [8 empty] | 0 | 0 | 0 | [29 empty] | 0 | 0 | #VALUE!
22 | Guarding angle 75x75x6 mm,1600 mm long with holding clamp, N&B etc. | item22 | 4315 | No. |  |  |  | Excess(+) | 1 | Full Conversion | INR | [8 empty] | 0 | 0 | 0 | [29 empty] | 0 | 0 | #VALUE!
23 | G.I. Wire No. 6 SWG | item23 | 4201.43 | Kg |  |  |  | Excess(+) | 1 | Full Conversion | INR | [8 empty] | 0 | 0 | 0 | [29 empty] | 0 | 0 | #VALUE!
24 | G.I. Wire No. 8 SWG | item24 | 965.15 | Kg |  |  |  | Excess(+) | 1 | Full Conversion | INR | [8 empty] | 0 | 0 | 0 | [29 empty] | 0 | 0 | #VALUE!
25 | Turn Buckle | item25 | 28 | No. |  |  |  | Excess(+) | 1 | Full Conversion | INR | [8 empty] | 0 | 0 | 0 | [29 empty] | 0 | 0 | #VALUE!
26 | Eye Bolt | item26 | 808 | No. |  |  |  | Excess(+) | 1 | Full Conversion | INR | [8 empty] | 0 | 0 | 0 | [29 empty] | 0 | 0 | #VALUE!
27 | GI Binding Wire 16 SWG | item27 | 176 | Kg |  |  |  | Excess(+) | 1 | Full Conversion | INR | [8 empty] | 0 | 0 | 0 | [29 empty] | 0 | 0 | #VALUE!
28 | Extra guarding for Road crossing/ communication Llnes /11kv line crossing on 13 Mtr./11 Mtr. STP | item28 | 469 | No. |  |  |  | Excess(+) | 1 | Full Conversion | INR | [8 empty] | 0 | 0 | 0 | [29 empty] | 0 | 0 | #VALUE!
29 | Single support 13 Mtr. STP (SP-72) | item29 | 988 | No. |  |  |  | Excess(+) | 1 | Full Conversion | INR | [8 empty] | 0 | 0 | 0 | [29 empty] | 0 | 0 | #VALUE!
30 | S.T.P. IS 410 SP-55 11 Mtr. long. | item30 | 5216 | No. |  |  |  | Excess(+) | 1 | Full Conversion | INR | [8 empty] | 0 | 0 | 0 | [29 empty] | 0 | 0 | #VALUE!
31 | 11KV ' V' type Cross arm 100x50x6 mm, GI Channel | item31 | 5861 | No. |  |  |  | Excess(+) | 1 | Full Conversion | INR | [8 empty] | 0 | 0 | 0 | [29 empty] | 0 | 0 | #VALUE!
32 | X-Arm holding Clamp (Back Clamp) with bolts & nuts | item32 | 5861 | No. |  |  |  | Excess(+) | 1 | Full Conversion | INR | [8 empty] | 0 | 0 | 0 | [29 empty] | 0 | 0 | #VALUE!
33 | 11 KV Composite Polymer Pin Insulator with Nut and washers | item33 | 2964 | No. |  |  |  | Excess(+) | 1 | Full Conversion | INR | [8 empty] | 0 | 0 | 0 | [29 empty] | 0 | 0 | #VALUE!
34 | GI. guarding Angle Iron 75x75x6 mm 3010 mm long | item34 | 937 | No. |  |  |  | Excess(+) | 1 | Full Conversion | INR | [8 empty] | 0 | 0 | 0 | [29 empty] | 0 | 0 | #VALUE!
35 | `F' Bracket | item35 | 5861 | No. |  |  |  | Excess(+) | 1 | Full Conversion | INR | [8 empty] | 0 | 0 | 0 | [29 empty] | 0 | 0 | #VALUE!
36 | Turn buckle | item36 | 4685 | No. |  |  |  | Excess(+) | 1 | Full Conversion | INR | [8 empty] | 0 | 0 | 0 | [29 empty] | 0 | 0 | #VALUE!
37 | G.I. Wire 6 SWG along the span | item37 | 19677 | Kg. |  |  |  | Excess(+) | 1 | Full Conversion | INR | [8 empty] | 0 | 0 | 0 | [29 empty] | 0 | 0 | #VALUE!
38 | G.I. Wire No. 8 SWG across the span | item38 | 13118 | Kg. |  |  |  | Excess(+) | 1 | Full Conversion | INR | [8 empty] | 0 | 0 | 0 | [29 empty] | 0 | 0 | #VALUE!
39 | G.I. Wire No. 16 SWG for binding | item39 | 1405.5 | Kg. |  |  |  | Excess(+) | 1 | Full Conversion | INR | [8 empty] | 0 | 0 | 0 | [29 empty] | 0 | 0 | #VALUE!
40 | Stay Set ( Galvanised) with 50x8 mm stay clamp, stay insulator, anchor plate (200x200x6), nut bolts, turn buckles,1.8 m long 16 mm dia. Solid GS Stay Rod, & 7/3.15 mm dia. GI stranded wire complete as per technical specification, approved drawings, schedules and scope of work. | item40 | 5059 | No. |  |  |  | Excess(+) | 1 | Full Conversion | INR | [8 empty] | 0 | 0 | 0 | [29 empty] | 0 | 0 | #VALUE!
41 | Armour rod with ferrules for ACSR Dog/Raccoon Helical Performed | item41 | 7575 | Set |  |  |  | Excess(+) | 1 | Full Conversion | INR | [8 empty] | 0 | 0 | 0 | [29 empty] | 0 | 0 | #VALUE!
42 | Stone Pad (300x300x75 mm) | item42 | 6204 | No. |  |  |  | Excess(+) | 1 | Full Conversion | INR | [8 empty] | 0 | 0 | 0 | [29 empty] | 0 | 0 | #VALUE!
43 | 11 kV SMC Danger board with clamp with N&B | item43 | 6204 | No. |  |  |  | Excess(+) | 1 | Full Conversion | INR | [8 empty] | 0 | 0 | 0 | [29 empty] | 0 | 0 | #VALUE!
44 | SMC Number Plate with clamp, bolts & nuts | item44 | 6204 | No. |  |  |  | Excess(+) | 1 | Full Conversion | INR | [8 empty] | 0 | 0 | 0 | [29 empty] | 0 | 0 | #VALUE!
45 | G.I Barbed wire | item45 | 6204 | kg |  |  |  | Excess(+) | 1 | Full Conversion | INR | [8 empty] | 0 | 0 | 0 | [29 empty] | 0 | 0 | #VALUE!
46 | Red Oxide paint | item46 | 12408 | Ltrs |  |  |  | Excess(+) | 1 | Full Conversion | INR | [8 empty] | 0 | 0 | 0 | [29 empty] | 0 | 0 | #VALUE!
47 | Aluminium Paint | item47 | 6204 | Ltrs |  |  |  | Excess(+) | 1 | Full Conversion | INR | [8 empty] | 0 | 0 | 0 | [29 empty] | 0 | 0 | #VALUE!
48 | Aluminium binding wire-6 SWG | item48 | 3102 | kg |  |  |  | Excess(+) | 1 | Full Conversion | INR | [8 empty] | 0 | 0 | 0 | [29 empty] | 0 | 0 | #VALUE!
49 | MS earthing rod of 20x2500 mm. With accessories and 6 SWG earthing wire for pole earthing | item49 | 6204 | No. |  |  |  | Excess(+) | 1 | Full Conversion | INR | [8 empty] | 0 | 0 | 0 | [29 empty] | 0 | 0 | #VALUE!
50 | 11KV `V' type Cross arm 65x65x6 mm, GI Angle | item50 | 33832 | No. |  |  |  | Excess(+) | 1 | Full Conversion | INR | [8 empty] | 0 | 0 | 0 | [29 empty] | 0 | 0 | #VALUE!
51 | 11KV ' V' type Cross arm 100x50x6 mm, GI Channel | item51 | 1063 | No. |  |  |  | Excess(+) | 1 | Full Conversion | INR | [8 empty] | 0 | 0 | 0 | [29 empty] | 0 | 0 | #VALUE!
52 | Top channel 100x50 mm 2240 mm (7.9 kg/M) with clamp, nuts & bolts. | item52 | 2994 | No. |  |  |  | Excess(+) | 1 | Full Conversion | INR | [8 empty] | 0 | 0 | 0 | [29 empty] | 0 | 0 | #VALUE!
53 | GI Channel 100x50x6 - 1300 mm | item53 | 10923 | No. |  |  |  | Excess(+) | 1 | Full Conversion | INR | [8 empty] | 0 | 0 | 0 | [29 empty] | 0 | 0 | #VALUE!
54 | GI Angle Iron 65x65x6 mm,2700 mm long bracing with 4 clamp | item54 | 5988 | No. |  |  |  | Excess(+) | 1 | Full Conversion | INR | [8 empty] | 0 | 0 | 0 | [29 empty] | 0 | 0 | #VALUE!
55 | X-Arm holding Clamp (Back Clamp) with bolts & nuts | item55 | 34895 | No. |  |  |  | Excess(+) | 1 | Full Conversion | INR | [8 empty] | 0 | 0 | 0 | [29 empty] | 0 | 0 | #VALUE!
56 | `F' Bracket | item56 | 34895 | No. |  |  |  | Excess(+) | 1 | Full Conversion | INR | [8 empty] | 0 | 0 | 0 | [29 empty] | 0 | 0 | #VALUE!
57 | `E' Bracket | item57 | 8982 | No. |  |  |  | Excess(+) | 1 | Full Conversion | INR | [8 empty] | 0 | 0 | 0 | [29 empty] | 0 | 0 | #VALUE!
58 | Tree cutting compensation | item58 | 365.42 | KM |  |  |  | Excess(+) | 1 | Full Conversion | INR | [8 empty] | 0 | 0 | 0 | [29 empty] | 0 | 0 | #VALUE!
59 | Concreting of 13 mtr STP as per technical specifications & drawings | item59 | 988 | No. |  |  |  | Excess(+) | 1 | Full Conversion | INR | [8 empty] | 0 | 0 | 0 | [29 empty] | 0 | 0 | #VALUE!
60 | Concreting of 11 mtr STP as per technical specifications & drawings | item60 | 5216 | No. |  |  |  | Excess(+) | 1 | Full Conversion | INR | [8 empty] | 0 | 0 | 0 | [29 empty] | 0 | 0 | #VALUE!
61 | Stay Set concreting as per technical specifications and approved drawings. | item61 | 5059 | No. |  |  |  | Excess(+) | 1 | Full Conversion | INR | [8 empty] | 0 | 0 | 0 | [29 empty] | 0 | 0 | #VALUE!
62 | Sch- A2 - 11 KV New Line on 8.5 m PCC pole with AB Cable (3*120 sq mm) | item62 | 196.2 | KM |  |  |  | Excess(+) | 1 | Full Conversion | INR | [8 empty] | 0 | 0 | 0 | [29 empty] | 0 | 0 | #VALUE!
63 | 8.5 Mtr. Long PCC Pole | item63 | 5321 | No. |  |  |  | Excess(+) | 1 | Full Conversion | INR | [8 empty] | 0 | 0 | 0 | [29 empty] | 0 | 0 | #VALUE!
64 | Stone Pad (300x300x75 mm) | item64 | 5321 | No. |  |  |  | Excess(+) | 1 | Full Conversion | INR | [8 empty] | 0 | 0 | 0 | [29 empty] | 0 | 0 | #VALUE!
65 | 11 KV 3x120 sq. mm AB Cable (with bare messenger wire) | item65 | 205.85 | KM |  |  |  | Excess(+) | 1 | Full Conversion | INR | [8 empty] | 0 | 0 | 0 | [29 empty] | 0 | 0 | #VALUE!
66 | HT Suspension Clamp | item66 | 6398 | No. |  |  |  | Excess(+) | 1 | Full Conversion | INR | [8 empty] | 0 | 0 | 0 | [29 empty] | 0 | 0 | #VALUE!
67 | Channel 125x65x6mm (500 mm long) with back clamp | item67 | 6398 | No. |  |  |  | Excess(+) | 1 | Full Conversion | INR | [8 empty] | 0 | 0 | 0 | [29 empty] | 0 | 0 | #VALUE!
68 | Bracing angle 65x65x6,450 mm | item68 | 6398 | No. |  |  |  | Excess(+) | 1 | Full Conversion | INR | [8 empty] | 0 | 0 | 0 | [29 empty] | 0 | 0 | #VALUE!
69 | Pole Clamps | item69 | 12796 | Pair |  |  |  | Excess(+) | 1 | Full Conversion | INR | [8 empty] | 0 | 0 | 0 | [29 empty] | 0 | 0 | #VALUE!
70 | 11 kV Polymer Disc Insulator B&S type 70 KN c/w Disc fittings | item70 | 6398 | No. |  |  |  | Excess(+) | 1 | Full Conversion | INR | [8 empty] | 0 | 0 | 0 | [29 empty] | 0 | 0 | #VALUE!
71 | Heat Shrinkable 1 ph. termination kit outdoor for 11 kV 3x120 Sq. mm. AB cable | item71 | 2927 | No. |  |  |  | Excess(+) | 1 | Full Conversion | INR | [8 empty] | 0 | 0 | 0 | [29 empty] | 0 | 0 | #VALUE!
72 | Mid Span Jointing Sleeves (120 sq. mm) | item72 | 12 | No. |  |  |  | Excess(+) | 1 | Full Conversion | INR | [8 empty] | 0 | 0 | 0 | [29 empty] | 0 | 0 | #VALUE!
73 | Stay Set ( Galvanised) with 50x8 mm stay clamp, stay insulator, anchor plate (200x200x6), nut bolts, turn buckles,1.8 m long 16 mm dia. Solid GS Stay Rod, & 7/3.15 mm dia. GI stranded wire complete as per technical specification, approved drawings, schedules and scope of work. | item73 | 1979 | No. |  |  |  | Excess(+) | 1 | Full Conversion | INR | [8 empty] | 0 | 0 | 0 | [29 empty] | 0 | 0 | #VALUE!
74 | Straight through jointing kit (all size) | item74 | 72 | Set |  |  |  | Excess(+) | 1 | Full Conversion | INR | [8 empty] | 0 | 0 | 0 | [29 empty] | 0 | 0 | #VALUE!
75 | Alluminium jointing sleeves | item75 | 72 | No. |  |  |  | Excess(+) | 1 | Full Conversion | INR | [8 empty] | 0 | 0 | 0 | [29 empty] | 0 | 0 | #VALUE!
76 | GI Nut and Bolts (all Sizes for HT ABC line) | item76 | 1953.05 | Kg |  |  |  | Excess(+) | 1 | Full Conversion | INR | [8 empty] | 0 | 0 | 0 | [29 empty] | 0 | 0 | #VALUE!
77 | MS earthing rod of 20x2500 mm. with accessories and 6 SWG earthing wire for pole earthing | item77 | 5321 | No. |  |  |  | Excess(+) | 1 | Full Conversion | INR | [8 empty] | 0 | 0 | 0 | [29 empty] | 0 | 0 | #VALUE!
78 | Route survey and pole spotting for 11kV line | item78 | 196.2 | KM |  |  |  | Excess(+) | 1 | Full Conversion | INR | [8 empty] | 0 | 0 | 0 | [29 empty] | 0 | 0 | #VALUE!
79 | Concreting of 8.5 mtr PCC Pole as per technical specifications & drawings | item79 | 5321 | No. |  |  |  | Excess(+) | 1 | Full Conversion | INR | [8 empty] | 0 | 0 | 0 | [29 empty] | 0 | 0 | #VALUE!
80 | Stay Set concreting as per technical specifications and approved drawings. | item80 | 1979 | No. |  |  |  | Excess(+) | 1 | Full Conversion | INR | [8 empty] | 0 | 0 | 0 | [29 empty] | 0 | 0 | #VALUE!
81 | Sch-A3 - 11 KV New UG Line with 3x185 Sq. mm. XLPE cable double circuit | item81 | 38.35 | KM |  |  |  | Excess(+) | 1 | Full Conversion | INR | [8 empty] | 0 | 0 | 0 | [29 empty] | 0 | 0 | #VALUE!
82 | 11 KV 3 core Al / XLPE Insulated cable, 3x185 sq. mm | item82 | 91266 | M. |  |  |  | Excess(+) | 1 | Full Conversion | INR | [8 empty] | 0 | 0 | 0 | [29 empty] | 0 | 0 | #VALUE!
83 | Heat Shrinkable jointing / termination kits outdoor for 11 kV 3x185 Sq. mm. XLPE Cable | item83 | 984 | No. |  |  |  | Excess(+) | 1 | Full Conversion | INR | [8 empty] | 0 | 0 | 0 | [29 empty] | 0 | 0 | #VALUE!
84 | G.I. Pipe 6" dia | item84 | 2958 | M. |  |  |  | Excess(+) | 1 | Full Conversion | INR | [8 empty] | 0 | 0 | 0 | [29 empty] | 0 | 0 | #VALUE!
85 | HDPE pipe 160 mm Dia. for Cable Laying at Road Crossing, etc (for laying by HDD Method) | item85 | 4740 | M. |  |  |  | Excess(+) | 1 | Full Conversion | INR | [8 empty] | 0 | 0 | 0 | [29 empty] | 0 | 0 | #VALUE!
86 | Cable Route Marker | item86 | 616 | No. |  |  |  | Excess(+) | 1 | Full Conversion | INR | [8 empty] | 0 | 0 | 0 | [29 empty] | 0 | 0 | #VALUE!
87 | Laying of HDD pipe at Road Crossing by HDD Method. | item87 | 4740 | M. |  |  |  | Excess(+) | 1 | Full Conversion | INR | [8 empty] | 0 | 0 | 0 | [29 empty] | 0 | 0 | #VALUE!
88 | Digging of trench by excavation of earth, laying of bricks to cover the vable and filling of sand & earth ramming and dressing properly with complete job for laying 11 KV XLPE cables of sizes 3x185 sq. mm. in double ckt including cost of bricks, sand, clamps, etc. | item88 | 35983 | M. |  |  |  | Excess(+) | 1 | Full Conversion | INR | [8 empty] | 0 | 0 | 0 | [29 empty] | 0 | 0 | #VALUE!
89 | Laying of 3x185 Sq. mm. 11 KV XLPE insulated cable underground in trenches OR HDPE Pipe | item89 | 81406 | M. |  |  |  | Excess(+) | 1 | Full Conversion | INR | [8 empty] | 0 | 0 | 0 | [29 empty] | 0 | 0 | #VALUE!
90 | Drilling & laying of Cable using HDD method without using HDPE Pipe. | item90 | 430 | M. |  |  |  | Excess(+) | 1 | Full Conversion | INR | [8 empty] | 0 | 0 | 0 | [29 empty] | 0 | 0 | #VALUE!
91 | Erection on DP and Looping of UG Cable | item91 | 9860 | M. |  |  |  | Excess(+) | 1 | Full Conversion | INR | [8 empty] | 0 | 0 | 0 | [29 empty] | 0 | 0 | #VALUE!
92 | S.T.P. IS 410 SP-55 11 Mtr. long. | item92 | 642 | No. |  |  |  | Excess(+) | 1 | Full Conversion | INR | [8 empty] | 0 | 0 | 0 | [29 empty] | 0 | 0 | #VALUE!
93 | Top channel 125x65 mm 2240 mm (10.7 kg/M) with clamp, nuts & bolts. | item93 | 321 | No. |  |  |  | Excess(+) | 1 | Full Conversion | INR | [8 empty] | 0 | 0 | 0 | [29 empty] | 0 | 0 | #VALUE!
94 | Stone Pad (300x300x75 mm) | item94 | 642 | No. |  |  |  | Excess(+) | 1 | Full Conversion | INR | [8 empty] | 0 | 0 | 0 | [29 empty] | 0 | 0 | #VALUE!
95 | 11 kV Polymer Disc Insulator B&S type 70 KN c/w Disc fittings | item95 | 468 | No. |  |  |  | Excess(+) | 1 | Full Conversion | INR | [8 empty] | 0 | 0 | 0 | [29 empty] | 0 | 0 | #VALUE!
96 | P.G. Clamp for Dog/Raccoon | item96 | 477 | No. |  |  |  | Excess(+) | 1 | Full Conversion | INR | [8 empty] | 0 | 0 | 0 | [29 empty] | 0 | 0 | #VALUE!
97 | SMC Number Plate with clamp, bolts & nuts | item97 | 321 | No. |  |  |  | Excess(+) | 1 | Full Conversion | INR | [8 empty] | 0 | 0 | 0 | [29 empty] | 0 | 0 | #VALUE!
98 | 11 kV SMC Danger board with clamp with N&B | item98 | 321 | No. |  |  |  | Excess(+) | 1 | Full Conversion | INR | [8 empty] | 0 | 0 | 0 | [29 empty] | 0 | 0 | #VALUE!
99 | GI Channel 125x65x2028 mm long | item99 | 321 | No. |  |  |  | Excess(+) | 1 | Full Conversion | INR | [8 empty] | 0 | 0 | 0 | [29 empty] | 0 | 0 | #VALUE!
100 | Holding clamps for channel with N&B | item100 | 1284 | No. |  |  |  | Excess(+) | 1 | Full Conversion | INR | [8 empty] | 0 | 0 | 0 | [29 empty] | 0 | 0 | #VALUE!
101 | 11 kV Lightning Arrestor | item101 | 963 | No. |  |  |  | Excess(+) | 1 | Full Conversion | INR | [8 empty] | 0 | 0 | 0 | [29 empty] | 0 | 0 | #VALUE!
102 | G.I Barbed wire | item102 | 1284 | Kg. |  |  |  | Excess(+) | 1 | Full Conversion | INR | [8 empty] | 0 | 0 | 0 | [29 empty] | 0 | 0 | #VALUE!
103 | Aluminium binding wire-6 SWG | item103 | 321 | Kg. |  |  |  | Excess(+) | 1 | Full Conversion | INR | [8 empty] | 0 | 0 | 0 | [29 empty] | 0 | 0 | #VALUE!
104 | Aluminium Paint | item104 | 642 | Ltr. |  |  |  | Excess(+) | 1 | Full Conversion | INR | [8 empty] | 0 | 0 | 0 | [29 empty] | 0 | 0 | #VALUE!
105 | Red Oxide paint | item105 | 1284 | Ltr. |  |  |  | Excess(+) | 1 | Full Conversion | INR | [8 empty] | 0 | 0 | 0 | [29 empty] | 0 | 0 | #VALUE!
106 | Stay Set ( Galvanised) with 50x8 mm stay clamp, stay insulator, anchor plate (200x200x6), nut bolts, turn buckles,1.8 m long 16 mm dia. Solid GS Stay Rod, & 7/3.15 mm dia. GI stranded wire complete as per technical specification, approved drawings, schedules and scope of work. | item106 | 1284 | No. |  |  |  | Excess(+) | 1 | Full Conversion | INR | [8 empty] | 0 | 0 | 0 | [29 empty] | 0 | 0 | #VALUE!
107 | MS earthing rod of 20x2500 mm. With accessories and 6 SWG earthing wire for pole earthing | item107 | 963 | No. |  |  |  | Excess(+) | 1 | Full Conversion | INR | [8 empty] | 0 | 0 | 0 | [29 empty] | 0 | 0 | #VALUE!
108 | GI Strip 25x3 mm for earthing | item108 | 4815 | M. |  |  |  | Excess(+) | 1 | Full Conversion | INR | [8 empty] | 0 | 0 | 0 | [29 empty] | 0 | 0 | #VALUE!
109 | Road Restoration Charges | item109 | 9740 | M. |  |  |  | Excess(+) | 1 | Full Conversion | INR | [8 empty] | 0 | 0 | 0 | [29 empty] | 0 | 0 | #VALUE!
110 | Concreting of 11 mtr STP as per technical specifications & drawings | item110 | 642 | No. |  |  |  | Excess(+) | 1 | Full Conversion | INR | [8 empty] | 0 | 0 | 0 | [29 empty] | 0 | 0 | #VALUE!
111 | Stay Set concreting as per technical specifications and approved drawings. | item111 | 1284 | No. |  |  |  | Excess(+) | 1 | Full Conversion | INR | [8 empty] | 0 | 0 | 0 | [29 empty] | 0 | 0 | #VALUE!
112 | Sch A4 -11 KV line at Railway Crossing with 3x185 sq. mm. XLPE cable double circuit 150 m | item112 | 17 | No. |  |  |  | Excess(+) | 1 | Full Conversion | INR | [8 empty] | 0 | 0 | 0 | [29 empty] | 0 | 0 | #VALUE!
113 | 11 KV 3 core Al / XLPE Insulated cable, 3x185 sq. mm | item113 | 6600 | M. |  |  |  | Excess(+) | 1 | Full Conversion | INR | [8 empty] | 0 | 0 | 0 | [29 empty] | 0 | 0 | #VALUE!
114 | Heat Shrinkable jointing / termination kits outdoor for 11 kV 3x185 Sq. mm. XLPE Cable | item114 | 88 | No. |  |  |  | Excess(+) | 1 | Full Conversion | INR | [8 empty] | 0 | 0 | 0 | [29 empty] | 0 | 0 | #VALUE!
115 | G.I. Pipe 6" dia | item115 | 264 | M. |  |  |  | Excess(+) | 1 | Full Conversion | INR | [8 empty] | 0 | 0 | 0 | [29 empty] | 0 | 0 | #VALUE!
116 | HDPE pipe 160 mm Dia. for Cable Laying at Road Crossing, etc (for laying by HDD Method) | item116 | 1760 | M. |  |  |  | Excess(+) | 1 | Full Conversion | INR | [8 empty] | 0 | 0 | 0 | [29 empty] | 0 | 0 | #VALUE!
117 | Cable Route Marker | item117 | 44 | No. |  |  |  | Excess(+) | 1 | Full Conversion | INR | [8 empty] | 0 | 0 | 0 | [29 empty] | 0 | 0 | #VALUE!
118 | Laying of 160 mm dia HDPE Pipes underground by HDD Method for laying of 11 kV cables | item118 | 1760 | M. |  |  |  | Excess(+) | 1 | Full Conversion | INR | [8 empty] | 0 | 0 | 0 | [29 empty] | 0 | 0 | #VALUE!
119 | Digging of trench by excavation of earth, laying of bricks to cover the vable and filling of sand & earth ramming and dressing properly with complete job for laying 11 KV XLPE cables of sizes 3x185 sq. mm. in double ckt including cost of bricks, sand, clamps, etc. | item119 | 2200 | M. |  |  |  | Excess(+) | 1 | Full Conversion | INR | [8 empty] | 0 | 0 | 0 | [29 empty] | 0 | 0 | #VALUE!
120 | Laying of 3x185 Sq. mm. 11 KV XLPE insulated cable underground in trenches OR HDPE Pipe | item120 | 6160 | M. |  |  |  | Excess(+) | 1 | Full Conversion | INR | [8 empty] | 0 | 0 | 0 | [29 empty] | 0 | 0 | #VALUE!
121 | S.T.P. IS 410 SP-55 11 Mtr. long. | item121 | 88 | No. |  |  |  | Excess(+) | 1 | Full Conversion | INR | [8 empty] | 0 | 0 | 0 | [29 empty] | 0 | 0 | #VALUE!
122 | Top channel 125x65 mm 2240 mm (10.7 kg/M) with clamp, nuts & bolts. | item122 | 44 | No. |  |  |  | Excess(+) | 1 | Full Conversion | INR | [8 empty] | 0 | 0 | 0 | [29 empty] | 0 | 0 | #VALUE!
123 | Stone Pad (300x300x75 mm) | item123 | 88 | No. |  |  |  | Excess(+) | 1 | Full Conversion | INR | [8 empty] | 0 | 0 | 0 | [29 empty] | 0 | 0 | #VALUE!
124 | 11 kV Polymer Disc Insulator B&S type 70 KN c/w Disc fittings | item124 | 132 | No. |  |  |  | Excess(+) | 1 | Full Conversion | INR | [8 empty] | 0 | 0 | 0 | [29 empty] | 0 | 0 | #VALUE!
125 | P.G. Clamp for Dog/Raccoon | item125 | 264 | No. |  |  |  | Excess(+) | 1 | Full Conversion | INR | [8 empty] | 0 | 0 | 0 | [29 empty] | 0 | 0 | #VALUE!
126 | SMC Number Plate with clamp, bolts & nuts | item126 | 44 | No. |  |  |  | Excess(+) | 1 | Full Conversion | INR | [8 empty] | 0 | 0 | 0 | [29 empty] | 0 | 0 | #VALUE!
127 | 11 kV SMC Danger board with clamp with N&B | item127 | 44 | No. |  |  |  | Excess(+) | 1 | Full Conversion | INR | [8 empty] | 0 | 0 | 0 | [29 empty] | 0 | 0 | #VALUE!
128 | GI Channel 125x65x2028 mm long | item128 | 44 | No. |  |  |  | Excess(+) | 1 | Full Conversion | INR | [8 empty] | 0 | 0 | 0 | [29 empty] | 0 | 0 | #VALUE!
129 | Holding clamps for channel with N&B | item129 | 176 | No. |  |  |  | Excess(+) | 1 | Full Conversion | INR | [8 empty] | 0 | 0 | 0 | [29 empty] | 0 | 0 | #VALUE!
130 | 11 kV Lightning Arrestor | item130 | 132 | No. |  |  |  | Excess(+) | 1 | Full Conversion | INR | [8 empty] | 0 | 0 | 0 | [29 empty] | 0 | 0 | #VALUE!
131 | G.I Barbed wire | item131 | 176 | Kg. |  |  |  | Excess(+) | 1 | Full Conversion | INR | [8 empty] | 0 | 0 | 0 | [29 empty] | 0 | 0 | #VALUE!
132 | Aluminium binding wire-6 SWG | item132 | 44 | Kg. |  |  |  | Excess(+) | 1 | Full Conversion | INR | [8 empty] | 0 | 0 | 0 | [29 empty] | 0 | 0 | #VALUE!
133 | Aluminium Paint | item133 | 88 | Ltr. |  |  |  | Excess(+) | 1 | Full Conversion | INR | [8 empty] | 0 | 0 | 0 | [29 empty] | 0 | 0 | #VALUE!
134 | Red Oxide paint | item134 | 176 | Ltr. |  |  |  | Excess(+) | 1 | Full Conversion | INR | [8 empty] | 0 | 0 | 0 | [29 empty] | 0 | 0 | #VALUE!
135 | Stay Set ( Galvanised) with 50x8 mm stay clamp, stay insulator, anchor plate (200x200x6), nut bolts, turn buckles,1.8 m long 16 mm dia. Solid GS Stay Rod, & 7/3.15 mm dia. GI stranded wire complete as per technical specification, approved drawings, schedules and scope of work. | item135 | 176 | No. |  |  |  | Excess(+) | 1 | Full Conversion | INR | [8 empty] | 0 | 0 | 0 | [29 empty] | 0 | 0 | #VALUE!
136 | MS earthing rod of 20x2500 mm. With accessories and 6 SWG earthing wire for pole earthing | item136 | 132 | No. |  |  |  | Excess(+) | 1 | Full Conversion | INR | [8 empty] | 0 | 0 | 0 | [29 empty] | 0 | 0 | #VALUE!
137 | GI Strip 25x3 mm for earthing | item137 | 660 | M. |  |  |  | Excess(+) | 1 | Full Conversion | INR | [8 empty] | 0 | 0 | 0 | [29 empty] | 0 | 0 | #VALUE!
138 | Road Restoration Charges | item138 | 900 | M. |  |  |  | Excess(+) | 1 | Full Conversion | INR | [8 empty] | 0 | 0 | 0 | [29 empty] | 0 | 0 | #VALUE!
139 | Railway crossing documentation, land charges and approval fee etc. | item139 | 22 | Job |  |  |  | Excess(+) | 1 | Full Conversion | INR | [8 empty] | 0 | 0 | 0 | [29 empty] | 0 | 0 | #VALUE!
140 | Concreting of 11 mtr STP as per technical specifications & drawings | item140 | 88 | No. |  |  |  | Excess(+) | 1 | Full Conversion | INR | [8 empty] | 0 | 0 | 0 | [29 empty] | 0 | 0 | #VALUE!
141 | Stay Set concreting as per technical specifications and approved drawings. | item141 | 176 | No. |  |  |  | Excess(+) | 1 | Full Conversion | INR | [8 empty] | 0 | 0 | 0 | [29 empty] | 0 | 0 | #VALUE!
142 | Sch-A5 - New 11 KV Feeder at substation | item142 | 91 | No. |  |  |  | Excess(+) | 1 | Full Conversion | INR | [8 empty] | 0 | 0 | 0 | [29 empty] | 0 | 0 | #VALUE!
143 | 11 KV Outgoing VCB indoor type with CTR 400/200/5A 350 MVA (Compatible with existing VCB at 33/11 KV Sub-station ) | item143 | 91 | No. |  |  |  | Excess(+) | 1 | Full Conversion | INR | [8 empty] | 0 | 0 | 0 | [29 empty] | 0 | 0 | #VALUE!
144 | Rearrangement for connecting New 11 KV Switchgear with existing 11 KV Switchgears (Adopter Panel) | item144 | 91 | No. |  |  |  | Excess(+) | 1 | Full Conversion | INR | [8 empty] | 0 | 0 | 0 | [29 empty] | 0 | 0 | #VALUE!
145 | 11 KV 3 core Al / XLPE Insulated cable, 3x185 sq. mm | item145 | 4985 | M. |  |  |  | Excess(+) | 1 | Full Conversion | INR | [8 empty] | 0 | 0 | 0 | [29 empty] | 0 | 0 | #VALUE!
146 | Heat Shrinkable jointing / termination kits outdoor for 11 kV 3x185 Sq. mm. XLPE Cable | item146 | 91 | Set |  |  |  | Excess(+) | 1 | Full Conversion | INR | [8 empty] | 0 | 0 | 0 | [29 empty] | 0 | 0 | #VALUE!
147 | Heat Shrinkable jointing kit suitable for 11 KV XLPE 3x185 sq. mm cable size (indoor) | item147 | 91 | Set |  |  |  | Excess(+) | 1 | Full Conversion | INR | [8 empty] | 0 | 0 | 0 | [29 empty] | 0 | 0 | #VALUE!
148 | Laying of 11 KV 3x185 sqmm XLPE Insulated cable underground including cost of sand & bricks as per specifications and drawings | item148 | 3988 | M. |  |  |  | Excess(+) | 1 | Full Conversion | INR | [8 empty] | 0 | 0 | 0 | [29 empty] | 0 | 0 | #VALUE!
149 | S.T.P. IS 410 SP-55 11 Mtr. long. | item149 | 182 | No. |  |  |  | Excess(+) | 1 | Full Conversion | INR | [8 empty] | 0 | 0 | 0 | [29 empty] | 0 | 0 | #VALUE!
150 | Top channel 100x50 mm 2240 mm (7.9 kg/M) with clamp, nuts & bolts. | item150 | 91 | No. |  |  |  | Excess(+) | 1 | Full Conversion | INR | [8 empty] | 0 | 0 | 0 | [29 empty] | 0 | 0 | #VALUE!
151 | Stone Pad (300x300x75 mm) | item151 | 182 | No. |  |  |  | Excess(+) | 1 | Full Conversion | INR | [8 empty] | 0 | 0 | 0 | [29 empty] | 0 | 0 | #VALUE!
152 | 11KV Polymer Disc Insulator T&C type 45 KN with fittings | item152 | 273 | No. |  |  |  | Excess(+) | 1 | Full Conversion | INR | [8 empty] | 0 | 0 | 0 | [29 empty] | 0 | 0 | #VALUE!
153 | 11 KV Composite Polymer Pin Insulator with Nut and washers | item153 | 273 | No. |  |  |  | Excess(+) | 1 | Full Conversion | INR | [8 empty] | 0 | 0 | 0 | [29 empty] | 0 | 0 | #VALUE!
154 | PG Clamps for ACSR Rabbit/Weasel | item154 | 273 | No. |  |  |  | Excess(+) | 1 | Full Conversion | INR | [8 empty] | 0 | 0 | 0 | [29 empty] | 0 | 0 | #VALUE!
155 | `E' Bracket | item155 | 273 | No. |  |  |  | Excess(+) | 1 | Full Conversion | INR | [8 empty] | 0 | 0 | 0 | [29 empty] | 0 | 0 | #VALUE!
156 | 11 kV SMC Danger board with clamp with N&B | item156 | 182 | No. |  |  |  | Excess(+) | 1 | Full Conversion | INR | [8 empty] | 0 | 0 | 0 | [29 empty] | 0 | 0 | #VALUE!
157 | SMC Number Plate with clamp, bolts & nuts | item157 | 182 | No. |  |  |  | Excess(+) | 1 | Full Conversion | INR | [8 empty] | 0 | 0 | 0 | [29 empty] | 0 | 0 | #VALUE!
158 | GI Channel 125x65x2028 mm long | item158 | 273 | No. |  |  |  | Excess(+) | 1 | Full Conversion | INR | [8 empty] | 0 | 0 | 0 | [29 empty] | 0 | 0 | #VALUE!
159 | Holding clamps for top channel & Fuse set etc. with bolts & nuts | item159 | 1456 | No. |  |  |  | Excess(+) | 1 | Full Conversion | INR | [8 empty] | 0 | 0 | 0 | [29 empty] | 0 | 0 | #VALUE!
160 | 11 KV TPMO | item160 | 91 | No. |  |  |  | Excess(+) | 1 | Full Conversion | INR | [8 empty] | 0 | 0 | 0 | [29 empty] | 0 | 0 | #VALUE!
161 | 11 kV Fuse Set | item161 | 91 | No. |  |  |  | Excess(+) | 1 | Full Conversion | INR | [8 empty] | 0 | 0 | 0 | [29 empty] | 0 | 0 | #VALUE!
162 | 11 kV Lightning Arrestor | item162 | 273 | No. |  |  |  | Excess(+) | 1 | Full Conversion | INR | [8 empty] | 0 | 0 | 0 | [29 empty] | 0 | 0 | #VALUE!
163 | G.I Barbed wire | item163 | 364 | Kg. |  |  |  | Excess(+) | 1 | Full Conversion | INR | [8 empty] | 0 | 0 | 0 | [29 empty] | 0 | 0 | #VALUE!
164 | Aluminium binding wire-6 SWG | item164 | 91 | Kg. |  |  |  | Excess(+) | 1 | Full Conversion | INR | [8 empty] | 0 | 0 | 0 | [29 empty] | 0 | 0 | #VALUE!
165 | Aluminium Paint | item165 | 182 | Ltr. |  |  |  | Excess(+) | 1 | Full Conversion | INR | [8 empty] | 0 | 0 | 0 | [29 empty] | 0 | 0 | #VALUE!
166 | Red Oxide paint | item166 | 364 | Ltr. |  |  |  | Excess(+) | 1 | Full Conversion | INR | [8 empty] | 0 | 0 | 0 | [29 empty] | 0 | 0 | #VALUE!
167 | Stay Set ( Galvanised) with 50x8 mm stay clamp, stay insulator, anchor plate (200x200x6), nut bolts, turn buckles,1.8 m long 16 mm dia. Solid GS Stay Rod, & 7/3.15 mm dia. GI stranded wire complete as per technical specification, approved drawings, schedules and scope of work. | item167 | 364 | No. |  |  |  | Excess(+) | 1 | Full Conversion | INR | [8 empty] | 0 | 0 | 0 | [29 empty] | 0 | 0 | #VALUE!
168 | MS earthing rod of 20x2500 mm. With accessories and 6 SWG earthing wire for pole earthing | item168 | 182 | No. |  |  |  | Excess(+) | 1 | Full Conversion | INR | [8 empty] | 0 | 0 | 0 | [29 empty] | 0 | 0 | #VALUE!
169 | G.I. pipe 150 mm dia | item169 | 273 | M. |  |  |  | Excess(+) | 1 | Full Conversion | INR | [8 empty] | 0 | 0 | 0 | [29 empty] | 0 | 0 | #VALUE!
170 | GI Strip 25x3 mm for earthing | item170 | 1365 | M. |  |  |  | Excess(+) | 1 | Full Conversion | INR | [8 empty] | 0 | 0 | 0 | [29 empty] | 0 | 0 | #VALUE!
171 | Concreting of 11 mtr STP as per technical specifications & drawings | item171 | 182 | No. |  |  |  | Excess(+) | 1 | Full Conversion | INR | [8 empty] | 0 | 0 | 0 | [29 empty] | 0 | 0 | #VALUE!
172 | Stay Set concreting as per technical specifications and approved drawings. | item172 | 364 | No. |  |  |  | Excess(+) | 1 | Full Conversion | INR | [8 empty] | 0 | 0 | 0 | [29 empty] | 0 | 0 | #VALUE!
173 | Sch B-1 - 3 phase 4 wire LT Line ACSR Rabbit conductor on 8.5 mtr PCC Pole | item173 | 1 | KM |  |  |  | Excess(+) | 1 | Full Conversion | INR | [8 empty] | 0 | 0 | 0 | [29 empty] | 0 | 0 | #VALUE!
174 | 8.5 Mtr. Long PCC Pole | item174 | 1 | No. |  |  |  | Excess(+) | 1 | Full Conversion | INR | [8 empty] | 0 | 0 | 0 | [29 empty] | 0 | 0 | #VALUE!
175 | Stone Pad (300x300x75 mm) | item175 | 1 | No. |  |  |  | Excess(+) | 1 | Full Conversion | INR | [8 empty] | 0 | 0 | 0 | [29 empty] | 0 | 0 | #VALUE!
176 | ACSR Rabbit Conductor | item176 | 1 | km |  |  |  | Excess(+) | 1 | Full Conversion | INR | [8 empty] | 0 | 0 | 0 | [29 empty] | 0 | 0 | #VALUE!
177 | LT Clamp with N & B for PCC Pole with Neutral | item177 | 1 | No. |  |  |  | Excess(+) | 1 | Full Conversion | INR | [8 empty] | 0 | 0 | 0 | [29 empty] | 0 | 0 | #VALUE!
178 | LT Shakle Insulator 100x115 mm | item178 | 1 | No. |  |  |  | Excess(+) | 1 | Full Conversion | INR | [8 empty] | 0 | 0 | 0 | [29 empty] | 0 | 0 | #VALUE!
179 | Bolts and nuts for shackle insulators | item179 | 1 | Kg. |  |  |  | Excess(+) | 1 | Full Conversion | INR | [8 empty] | 0 | 0 | 0 | [29 empty] | 0 | 0 | #VALUE!
180 | Loop Guard complete, 3-Phase | item180 | 1 | No. |  |  |  | Excess(+) | 1 | Full Conversion | INR | [8 empty] | 0 | 0 | 0 | [29 empty] | 0 | 0 | #VALUE!
181 | Aluminium jointing sleeves | item181 | 1 | No. |  |  |  | Excess(+) | 1 | Full Conversion | INR | [8 empty] | 0 | 0 | 0 | [29 empty] | 0 | 0 | #VALUE!
182 | Aluminium binding wire-6 SWG | item182 | 1 | Kg |  |  |  | Excess(+) | 1 | Full Conversion | INR | [8 empty] | 0 | 0 | 0 | [29 empty] | 0 | 0 | #VALUE!
183 | Earth wire clamp | item183 | 1 | No. |  |  |  | Excess(+) | 1 | Full Conversion | INR | [8 empty] | 0 | 0 | 0 | [29 empty] | 0 | 0 | #VALUE!
184 | MS earthing rod of 20x2500 mm. With accessories and 6 SWG earthing wire for pole earthing | item184 | 1 | No. |  |  |  | Excess(+) | 1 | Full Conversion | INR | [8 empty] | 0 | 0 | 0 | [29 empty] | 0 | 0 | #VALUE!
185 | Stay Set ( Galvanised) with 50x8 mm stay clamp, stay insulator, anchor plate (200x200x6), nut bolts, turn buckles,1.8 m long 16 mm dia. Solid GS Stay Rod, & 7/3.15 mm dia. GI stranded wire complete as per technical specification, approved drawings, schedules and scope of work. | item185 | 1 | No. |  |  |  | Excess(+) | 1 | Full Conversion | INR | [8 empty] | 0 | 0 | 0 | [29 empty] | 0 | 0 | #VALUE!
186 | Route survey and pole spotting for LT line | item186 | 1 | km |  |  |  | Excess(+) | 1 | Full Conversion | INR | [8 empty] | 0 | 0 | 0 | [29 empty] | 0 | 0 | #VALUE!
187 | Concreting of 8.5 mtr PCC Pole as per technical specifications & drawings | item187 | 1 | No. |  |  |  | Excess(+) | 1 | Full Conversion | INR | [8 empty] | 0 | 0 | 0 | [29 empty] | 0 | 0 | #VALUE!
188 | Stay Set concreting as per technical specifications and approved drawings. | item188 | 1 | No. |  |  |  | Excess(+) | 1 | Full Conversion | INR | [8 empty] | 0 | 0 | 0 | [29 empty] | 0 | 0 | #VALUE!
189 | Sch B-2 - LT Line ABC Cable (3*95+1*70+1*16 sq mm) on 8.5 mtr PCC Pole | item189 | 5.47 | KM |  |  |  | Excess(+) | 1 | Full Conversion | INR | [40 empty] | 0 | 0 | #VALUE!
190 | 8.5 Mtr. Long PCC Pole | item190 | 149 | No. |  |  |  | Excess(+) | 1 | Full Conversion | INR | [8 empty] | 0 | 0 | 0 | [29 empty] | 0 | 0 | #VALUE!
191 | Stone Pad (300x300x75 mm) | item191 | 149 | No. |  |  |  | Excess(+) | 1 | Full Conversion | INR | [8 empty] | 0 | 0 | 0 | [29 empty] | 0 | 0 | #VALUE!
192 | MS earthing rod of 20x2500 mm. With accessories and 6 SWG earthing wire for pole earthing | item192 | 48 | No. |  |  |  | Excess(+) | 1 | Full Conversion | INR | [8 empty] | 0 | 0 | 0 | [29 empty] | 0 | 0 | #VALUE!
193 | Stay Set ( Galvanised) with 50x8 mm stay clamp, stay insulator, anchor plate (200x200x6), nut bolts, turn buckles,1.8 m long 16 mm dia. Solid GS Stay Rod, & 7/3.15 mm dia. GI stranded wire complete as per technical specification, approved drawings, schedules and scope of work. | item193 | 34 | No. |  |  |  | Excess(+) | 1 | Full Conversion | INR | [8 empty] | 0 | 0 | 0 | [29 empty] | 0 | 0 | #VALUE!
194 | Dead End (Insulated) clamps with I-Hook | item194 | 98 | No. |  |  |  | Excess(+) | 1 | Full Conversion | INR | [8 empty] | 0 | 0 | 0 | [29 empty] | 0 | 0 | #VALUE!
195 | Suspension (Insulated) clamps with I-Hook | item195 | 110 | No. |  |  |  | Excess(+) | 1 | Full Conversion | INR | [8 empty] | 0 | 0 | 0 | [29 empty] | 0 | 0 | #VALUE!
196 | 95/50 sq. mm - 70/35 sq. mm PG Clamp (For line to line to line jumpering & energizing DB neutral) | item196 | 98 | No. |  |  |  | Excess(+) | 1 | Full Conversion | INR | [8 empty] | 0 | 0 | 0 | [29 empty] | 0 | 0 | #VALUE!
197 | Pole clamps | item197 | 414 | No. |  |  |  | Excess(+) | 1 | Full Conversion | INR | [8 empty] | 0 | 0 | 0 | [29 empty] | 0 | 0 | #VALUE!
198 | LT Insulation Piercing Connectors of 120-50 sq. mm -50-35 sq. mm size for energizing distribution kiosk/box | item198 | 672 | No. |  |  |  | Excess(+) | 1 | Full Conversion | INR | [8 empty] | 0 | 0 | 0 | [29 empty] | 0 | 0 | #VALUE!
199 | LT Insulation Piercing connectors (16 sq. mm -16 sq. mm) suitable for street light connection | item199 | 99 | No. |  |  |  | Excess(+) | 1 | Full Conversion | INR | [8 empty] | 0 | 0 | 0 | [29 empty] | 0 | 0 | #VALUE!
200 | Mid span jointing sleeves (95 sq. mm) | item200 | 34 | No. |  |  |  | Excess(+) | 1 | Full Conversion | INR | [8 empty] | 0 | 0 | 0 | [29 empty] | 0 | 0 | #VALUE!
201 | LT SMC distribution boxes 3 phase on the LT Poles including all clamps & material required for mounting connections & sealing | item201 | 98 | No. |  |  |  | Excess(+) | 1 | Full Conversion | INR | [8 empty] | 0 | 0 | 0 | [29 empty] | 0 | 0 | #VALUE!
202 | Insulated ABC of 3x95+1x70+1x16 sq. mm | item202 | 5.75 | Km. |  |  |  | Excess(+) | 1 | Full Conversion | INR | [8 empty] | 0 | 0 | 0 | [29 empty] | 0 | 0 | #VALUE!
203 | On/Off swith for street light connections | item203 | 8 | No. |  |  |  | Excess(+) | 1 | Full Conversion | INR | [8 empty] | 0 | 0 | 0 | [29 empty] | 0 | 0 | #VALUE!
204 | 1x35 mm2 XLPE/PVC insulated AL. cable for energising the distribution boxes/kiosks. | item204 | 392 | M. |  |  |  | Excess(+) | 1 | Full Conversion | INR | [8 empty] | 0 | 0 | 0 | [29 empty] | 0 | 0 | #VALUE!
205 | 2x6 mm2 XLPE/PVC insulated Al. cable for energising the street light | item205 | 92 | M. |  |  |  | Excess(+) | 1 | Full Conversion | INR | [8 empty] | 0 | 0 | 0 | [29 empty] | 0 | 0 | #VALUE!
206 | Route survey and pole spotting for LT line | item206 | 5.47 | km |  |  |  | Excess(+) | 1 | Full Conversion | INR | [8 empty] | 0 | 0 | 0 | [29 empty] | 0 | 0 | #VALUE!
207 | Concreting of 8.5 mtr PCC Pole as per technical specifications & drawings | item207 | 149 | No. |  |  |  | Excess(+) | 1 | Full Conversion | INR | [8 empty] | 0 | 0 | 0 | [29 empty] | 0 | 0 | #VALUE!
208 | Stay Set concreting as per technical specifications and approved drawings. | item208 | 34 | No. |  |  |  | Excess(+) | 1 | Full Conversion | INR | [8 empty] | 0 | 0 | 0 | [29 empty] | 0 | 0 | #VALUE!
209 | Sch-B3 - LT Line ABC Cable (3*50+1*35+1*16 sq mm) on 8.5 mtr PCC Pole | item209 | 22.85 | KM |  |  |  | Excess(+) | 1 | Full Conversion | INR | [8 empty] | 0 | 0 | 0 | [29 empty] | 0 | 0 | #VALUE!
210 | 8.5 Mtr. Long PCC Pole | item210 | 688 | No. |  |  |  | Excess(+) | 1 | Full Conversion | INR | [8 empty] | 0 | 0 | 0 | [29 empty] | 0 | 0 | #VALUE!
211 | Stone Pad (300x300x75 mm) | item211 | 688 | No. |  |  |  | Excess(+) | 1 | Full Conversion | INR | [8 empty] | 0 | 0 | 0 | [29 empty] | 0 | 0 | #VALUE!
212 | MS earthing rod of 20x2500 mm. With accessories and 6 SWG earthing wire for pole earthing | item212 | 229 | No. |  |  |  | Excess(+) | 1 | Full Conversion | INR | [8 empty] | 0 | 0 | 0 | [29 empty] | 0 | 0 | #VALUE!
213 | Stay Set ( Galvanised) with 50x8 mm stay clamp, stay insulator, anchor plate (200x200x6), nut bolts, turn buckles,1.8 m long 16 mm dia. Solid GS Stay Rod, & 7/3.15 mm dia. GI stranded wire complete as per technical specification, approved drawings, schedules and scope of work. | item213 | 256 | No. |  |  |  | Excess(+) | 1 | Full Conversion | INR | [8 empty] | 0 | 0 | 0 | [29 empty] | 0 | 0 | #VALUE!
214 | Dead End (Insulated) clamps with I-Hook | item214 | 643 | No. |  |  |  | Excess(+) | 1 | Full Conversion | INR | [8 empty] | 0 | 0 | 0 | [29 empty] | 0 | 0 | #VALUE!
215 | Suspension (Insulated) clamps with I-Hook | item215 | 454 | No. |  |  |  | Excess(+) | 1 | Full Conversion | INR | [8 empty] | 0 | 0 | 0 | [29 empty] | 0 | 0 | #VALUE!
216 | 95/50 sq. mm - 70/35 sq. mm PG Clamp (For line to line to line jumpering & energizing DB neutral) | item216 | 348 | No. |  |  |  | Excess(+) | 1 | Full Conversion | INR | [8 empty] | 0 | 0 | 0 | [29 empty] | 0 | 0 | #VALUE!
217 | Pole clamps | item217 | 2194 | No. |  |  |  | Excess(+) | 1 | Full Conversion | INR | [8 empty] | 0 | 0 | 0 | [29 empty] | 0 | 0 | #VALUE!
218 | LT Insulation Piercing Connectors of 120-50 sq. mm -50-35 sq. mm size for energizing distribution kiosk/box | item218 | 2512 | No. |  |  |  | Excess(+) | 1 | Full Conversion | INR | [8 empty] | 0 | 0 | 0 | [29 empty] | 0 | 0 | #VALUE!
219 | LT Insulation Piercing connectors (16 sq. mm -16 sq. mm) suitable for street light connection | item219 | 1 | No. |  |  |  | Excess(+) | 1 | Full Conversion | INR | [8 empty] | 0 | 0 | 0 | [29 empty] | 0 | 0 | #VALUE!
220 | Mid span jointing sleeves (50 sq. mm) | item220 | 77 | No. |  |  |  | Excess(+) | 1 | Full Conversion | INR | [8 empty] | 0 | 0 | 0 | [29 empty] | 0 | 0 | #VALUE!
221 | LT SMC distribution boxes 3 phase on the LT Poles including all clamps & material required for mounting connections & sealing | item221 | 348 | No. |  |  |  | Excess(+) | 1 | Full Conversion | INR | [8 empty] | 0 | 0 | 0 | [29 empty] | 0 | 0 | #VALUE!
222 | Insulated ABC of 3x50+1x35+1x16 sq. mm | item222 | 23.99 | Km. |  |  |  | Excess(+) | 1 | Full Conversion | INR | [8 empty] | 0 | 0 | 0 | [29 empty] | 0 | 0 | #VALUE!
223 | On/Off swith for street light connections | item223 | 12 | No. |  |  |  | Excess(+) | 1 | Full Conversion | INR | [8 empty] | 0 | 0 | 0 | [29 empty] | 0 | 0 | #VALUE!
224 | 1x35 mm2 XLPE/PVC insulated AL. cable for energising the distribution boxes/kiosks. | item224 | 1392 | M. |  |  |  | Excess(+) | 1 | Full Conversion | INR | [8 empty] | 0 | 0 | 0 | [29 empty] | 0 | 0 | #VALUE!
225 | 2x6 mm2 XLPE/PVC insulated Al. cable for energising the street light | item225 | 432 | M. |  |  |  | Excess(+) | 1 | Full Conversion | INR | [8 empty] | 0 | 0 | 0 | [29 empty] | 0 | 0 | #VALUE!
226 | Route survey and pole spotting for LT line | item226 | 22.85 | km |  |  |  | Excess(+) | 1 | Full Conversion | INR | [8 empty] | 0 | 0 | 0 | [29 empty] | 0 | 0 | #VALUE!
227 | Concreting of 8.5 mtr PCC Pole as per technical specifications & drawings | item227 | 688 | No. |  |  |  | Excess(+) | 1 | Full Conversion | INR | [8 empty] | 0 | 0 | 0 | [29 empty] | 0 | 0 | #VALUE!
228 | Stay Set concreting as per technical specifications and approved drawings. | item228 | 256 | No. |  |  |  | Excess(+) | 1 | Full Conversion | INR | [8 empty] | 0 | 0 | 0 | [29 empty] | 0 | 0 | #VALUE!
229 | Sch - C1 - 100 KVA, 11/0.433 KV Distribution Transformer S/S | item229 | 15 | No. |  |  |  | Excess(+) | 1 | Full Conversion | INR | [8 empty] | 0 | 0 | 0 | [29 empty] | 0 | 0 | #VALUE!
230 | 11/0.44 kV 100 KVA Transformer (Four Star Rating, Level-II) | item230 | 15 | No. |  |  |  | Excess(+) | 1 | Full Conversion | INR | [8 empty] | 0 | 0 | 0 | [29 empty] | 0 | 0 | #VALUE!
231 | 8.5 Mtr. Long PCC Pole | item231 | 30 | No. |  |  |  | Excess(+) | 1 | Full Conversion | INR | [8 empty] | 0 | 0 | 0 | [29 empty] | 0 | 0 | #VALUE!
232 | Stone Pad (300x300x75 mm) | item232 | 30 | No. |  |  |  | Excess(+) | 1 | Full Conversion | INR | [8 empty] | 0 | 0 | 0 | [29 empty] | 0 | 0 | #VALUE!
233 | Top channel 125x65 mm 2240 mm (10.7 kg/M) with clamp, nuts & bolts. | item233 | 15 | No. |  |  |  | Excess(+) | 1 | Full Conversion | INR | [8 empty] | 0 | 0 | 0 | [29 empty] | 0 | 0 | #VALUE!
234 | GI Channel 100x50x6, 2028 mm (for Dropper Fuse set) | item234 | 45 | No. |  |  |  | Excess(+) | 1 | Full Conversion | INR | [8 empty] | 0 | 0 | 0 | [29 empty] | 0 | 0 | #VALUE!
235 | Holding clamps for channel with N&B | item235 | 150 | No. |  |  |  | Excess(+) | 1 | Full Conversion | INR | [8 empty] | 0 | 0 | 0 | [29 empty] | 0 | 0 | #VALUE!
236 | GI Angle 75x75x6 mm, 2028 mm long with clamp for T/F base | item236 | 30 | No. |  |  |  | Excess(+) | 1 | Full Conversion | INR | [8 empty] | 0 | 0 | 0 | [29 empty] | 0 | 0 | #VALUE!
237 | GI Channel 125x65x6, 1300 mm (Tee-off) | item237 | 9 | No. |  |  |  | Excess(+) | 1 | Full Conversion | INR | [8 empty] | 0 | 0 | 0 | [29 empty] | 0 | 0 | #VALUE!
238 | Clamp with nuts & bolts for 1300 mm long GI Channel | item238 | 9 | Set |  |  |  | Excess(+) | 1 | Full Conversion | INR | [8 empty] | 0 | 0 | 0 | [29 empty] | 0 | 0 | #VALUE!
239 | 11KV Polymer Disc Insulator T&C type 45 KN with fittings | item239 | 45 | No. |  |  |  | Excess(+) | 1 | Full Conversion | INR | [8 empty] | 0 | 0 | 0 | [29 empty] | 0 | 0 | #VALUE!
240 | 11 KV Composite Polymer Pin Insulator with Nut and washers | item240 | 45 | No. |  |  |  | Excess(+) | 1 | Full Conversion | INR | [8 empty] | 0 | 0 | 0 | [29 empty] | 0 | 0 | #VALUE!
241 | 11 kV Fuse Set | item241 | 15 | No. |  |  |  | Excess(+) | 1 | Full Conversion | INR | [8 empty] | 0 | 0 | 0 | [29 empty] | 0 | 0 | #VALUE!
242 | G.I Barbed wire | item242 | 30 | Kg. |  |  |  | Excess(+) | 1 | Full Conversion | INR | [8 empty] | 0 | 0 | 0 | [29 empty] | 0 | 0 | #VALUE!
243 | 11 kV SMC Danger board with clamp with N&B | item243 | 15 | No. |  |  |  | Excess(+) | 1 | Full Conversion | INR | [8 empty] | 0 | 0 | 0 | [29 empty] | 0 | 0 | #VALUE!
244 | SMC Distribution box having 200 A, 4 Pole ,MCCB for 3 ph, 100 KVA Transformer | item244 | 15 | No. |  |  |  | Excess(+) | 1 | Full Conversion | INR | [8 empty] | 0 | 0 | 0 | [29 empty] | 0 | 0 | #VALUE!
245 | Stay Set ( Galvanised) with 50x8 mm stay clamp, stay insulator, anchor plate (200x200x6), nut bolts, turn buckles,1.8 m long 16 mm dia. Solid GS Stay Rod, & 7/3.15 mm dia. GI stranded wire complete as per technical specification, approved drawings, schedules and scope of work. | item245 | 60 | No. |  |  |  | Excess(+) | 1 | Full Conversion | INR | [8 empty] | 0 | 0 | 0 | [29 empty] | 0 | 0 | #VALUE!
246 | Chemical Pipe Earthing (80 mm dia, 3 m long Pipe) as per specification | item246 | 30 | No. |  |  |  | Excess(+) | 1 | Full Conversion | INR | [8 empty] | 0 | 0 | 0 | [29 empty] | 0 | 0 | #VALUE!
247 | LT PVC 3.5 x150/70 sqmm Cable | item247 | 300 | M. |  |  |  | Excess(+) | 1 | Full Conversion | INR | [8 empty] | 0 | 0 | 0 | [29 empty] | 0 | 0 | #VALUE!
248 | ACSR Weasel conductor for jumpering | item248 | 375 | M. |  |  |  | Excess(+) | 1 | Full Conversion | INR | [8 empty] | 0 | 0 | 0 | [29 empty] | 0 | 0 | #VALUE!
249 | MS earthing rod of 20x2500 mm. With accessories and 6 SWG earthing wire for pole earthing | item249 | 30 | No. |  |  |  | Excess(+) | 1 | Full Conversion | INR | [8 empty] | 0 | 0 | 0 | [29 empty] | 0 | 0 | #VALUE!
250 | Al. crimping lugs 150 sq.mm. | item250 | 240 | No. |  |  |  | Excess(+) | 1 | Full Conversion | INR | [8 empty] | 0 | 0 | 0 | [29 empty] | 0 | 0 | #VALUE!
251 | Al. crimping lugs 70 sq.mm. | item251 | 45 | No. |  |  |  | Excess(+) | 1 | Full Conversion | INR | [8 empty] | 0 | 0 | 0 | [29 empty] | 0 | 0 | #VALUE!
252 | Extra for Al. tape , binding wire, jointing sleeves, PG clamps etc. | item252 | 15 | L.S. |  |  |  | Excess(+) | 1 | Full Conversion | INR | [8 empty] | 0 | 0 | 0 | [29 empty] | 0 | 0 | #VALUE!
253 | 11 KV TPMO | item253 | 15 | No. |  |  |  | Excess(+) | 1 | Full Conversion | INR | [8 empty] | 0 | 0 | 0 | [29 empty] | 0 | 0 | #VALUE!
254 | 11 KV Lightning Arrestor | item254 | 45 | No. |  |  |  | Excess(+) | 1 | Full Conversion | INR | [8 empty] | 0 | 0 | 0 | [29 empty] | 0 | 0 | #VALUE!
255 | GI Strip 25x3 mm for earthing | item255 | 300 | M. |  |  |  | Excess(+) | 1 | Full Conversion | INR | [8 empty] | 0 | 0 | 0 | [29 empty] | 0 | 0 | #VALUE!
256 | Concreting of 8.5 mtr PCC Pole as per technical specifications & drawings | item256 | 30 | No. |  |  |  | Excess(+) | 1 | Full Conversion | INR | [8 empty] | 0 | 0 | 0 | [29 empty] | 0 | 0 | #VALUE!
257 | Stay Set concreting as per technical specifications and approved drawings. | item257 | 60 | No. |  |  |  | Excess(+) | 1 | Full Conversion | INR | [8 empty] | 0 | 0 | 0 | [29 empty] | 0 | 0 | #VALUE!
258 | Sch - C2 - 63 KVA, 11/0.433 KV Distribution Transformer | item258 | 55 | No. |  |  |  | Excess(+) | 1 | Full Conversion | INR | [8 empty] | 0 | 0 | 0 | [29 empty] | 0 | 0 | #VALUE!
259 | 11/0.44 kV 63 KVA Transformer (Four Star Rating, Level-II) | item259 | 55 | No. |  |  |  | Excess(+) | 1 | Full Conversion | INR | [8 empty] | 0 | 0 | 0 | [29 empty] | 0 | 0 | #VALUE!
260 | 8.5 Mtr. Long PCC Pole | item260 | 110 | No. |  |  |  | Excess(+) | 1 | Full Conversion | INR | [8 empty] | 0 | 0 | 0 | [29 empty] | 0 | 0 | #VALUE!
261 | Stone Pad (300x300x75 mm) | item261 | 110 | No. |  |  |  | Excess(+) | 1 | Full Conversion | INR | [8 empty] | 0 | 0 | 0 | [29 empty] | 0 | 0 | #VALUE!
262 | Top channel 125x65 mm 2240 mm (10.7 kg/M) with clamp, nuts & bolts. | item262 | 55 | No. |  |  |  | Excess(+) | 1 | Full Conversion | INR | [8 empty] | 0 | 0 | 0 | [29 empty] | 0 | 0 | #VALUE!
263 | GI Channel 100x50x6, 2028 mm (for Dropper Fuse set) | item263 | 165 | No. |  |  |  | Excess(+) | 1 | Full Conversion | INR | [8 empty] | 0 | 0 | 0 | [29 empty] | 0 | 0 | #VALUE!
264 | Holding clamps for top channel & Fuse set etc. with bolts & nuts | item264 | 550 | No. |  |  |  | Excess(+) | 1 | Full Conversion | INR | [8 empty] | 0 | 0 | 0 | [29 empty] | 0 | 0 | #VALUE!
265 | GI Angle 75x75x6 mm, 2028 mm long with clamp for T/F base | item265 | 110 | No. |  |  |  | Excess(+) | 1 | Full Conversion | INR | [8 empty] | 0 | 0 | 0 | [29 empty] | 0 | 0 | #VALUE!
266 | GI Channel 125x65x6, 1300 mm (Tee-off) | item266 | 1 | No. |  |  |  | Excess(+) | 1 | Full Conversion | INR | [8 empty] | 0 | 0 | 0 | [29 empty] | 0 | 0 | #VALUE!
267 | Clamp with nuts & bolts for 1300 mm long GI Channel | item267 | 1 | Set |  |  |  | Excess(+) | 1 | Full Conversion | INR | [8 empty] | 0 | 0 | 0 | [29 empty] | 0 | 0 | #VALUE!
268 | 11KV Polymer Disc Insulator T&C type 45 KN with fittings | item268 | 165 | No. |  |  |  | Excess(+) | 1 | Full Conversion | INR | [8 empty] | 0 | 0 | 0 | [29 empty] | 0 | 0 | #VALUE!
269 | 11 KV Composite Polymer Pin Insulator with Nut and washers | item269 | 165 | No. |  |  |  | Excess(+) | 1 | Full Conversion | INR | [8 empty] | 0 | 0 | 0 | [29 empty] | 0 | 0 | #VALUE!
270 | 11 kV Fuse Set | item270 | 55 | No. |  |  |  | Excess(+) | 1 | Full Conversion | INR | [8 empty] | 0 | 0 | 0 | [29 empty] | 0 | 0 | #VALUE!
271 | G.I Barbed wire | item271 | 110 | Kg. |  |  |  | Excess(+) | 1 | Full Conversion | INR | [8 empty] | 0 | 0 | 0 | [29 empty] | 0 | 0 | #VALUE!
272 | 11 kV SMC Danger board with clamp with N&B | item272 | 55 | No. |  |  |  | Excess(+) | 1 | Full Conversion | INR | [8 empty] | 0 | 0 | 0 | [29 empty] | 0 | 0 | #VALUE!
273 | SMC Distribution box having 150 A, 4 Pole ,MCCB for 3 ph, 63 KVA Transformer | item273 | 55 | No. |  |  |  | Excess(+) | 1 | Full Conversion | INR | [8 empty] | 0 | 0 | 0 | [29 empty] | 0 | 0 | #VALUE!
274 | Stay Set ( Galvanised) with 50x8 mm stay clamp, stay insulator, anchor plate (200x200x6), nut bolts, turn buckles,1.8 m long 16 mm dia. Solid GS Stay Rod, & 7/3.15 mm dia. GI stranded wire complete as per technical specification, approved drawings, schedules and scope of work. | item274 | 220 | No. |  |  |  | Excess(+) | 1 | Full Conversion | INR | [8 empty] | 0 | 0 | 0 | [29 empty] | 0 | 0 | #VALUE!
275 | Chemical Pipe Earthing (80 mm dia, 3 m long Pipe) as per specification | item275 | 110 | No. |  |  |  | Excess(+) | 1 | Full Conversion | INR | [8 empty] | 0 | 0 | 0 | [29 empty] | 0 | 0 | #VALUE!
276 | LT PVC 3.5 x70/35 sqmm Cable | item276 | 1100 | M. |  |  |  | Excess(+) | 1 | Full Conversion | INR | [8 empty] | 0 | 0 | 0 | [29 empty] | 0 | 0 | #VALUE!
277 | ACSR Weasel conductor for jumpering | item277 | 1375 | M. |  |  |  | Excess(+) | 1 | Full Conversion | INR | [8 empty] | 0 | 0 | 0 | [29 empty] | 0 | 0 | #VALUE!
278 | MS earthing rod of 20x2500 mm. With accessories and 6 SWG earthing wire for pole earthing | item278 | 110 | No. |  |  |  | Excess(+) | 1 | Full Conversion | INR | [8 empty] | 0 | 0 | 0 | [29 empty] | 0 | 0 | #VALUE!
279 | Al. crimping lugs 70 sq.mm. | item279 | 880 | No. |  |  |  | Excess(+) | 1 | Full Conversion | INR | [8 empty] | 0 | 0 | 0 | [29 empty] | 0 | 0 | #VALUE!
280 | Al. crimping lugs 35 sq.mm. | item280 | 165 | No. |  |  |  | Excess(+) | 1 | Full Conversion | INR | [8 empty] | 0 | 0 | 0 | [29 empty] | 0 | 0 | #VALUE!
281 | Extra for Al. tape , binding wire, jointing sleeves, PG clamps etc. | item281 | 55 | L.S. |  |  |  | Excess(+) | 1 | Full Conversion | INR | [8 empty] | 0 | 0 | 0 | [29 empty] | 0 | 0 | #VALUE!
282 | 11 KV TPMO | item282 | 55 | No. |  |  |  | Excess(+) | 1 | Full Conversion | INR | [8 empty] | 0 | 0 | 0 | [29 empty] | 0 | 0 | #VALUE!
283 | 11 KV Lightning Arrestor | item283 | 165 | No. |  |  |  | Excess(+) | 1 | Full Conversion | INR | [8 empty] | 0 | 0 | 0 | [29 empty] | 0 | 0 | #VALUE!
284 | GI Strip 25x3 mm for earthing | item284 | 1124 | M. |  |  |  | Excess(+) | 1 | Full Conversion | INR | [8 empty] | 0 | 0 | 0 | [29 empty] | 0 | 0 | #VALUE!
285 | Concreting of 8.5 mtr PCC Pole as per technical specifications & drawings | item285 | 110 | No. |  |  |  | Excess(+) | 1 | Full Conversion | INR | [8 empty] | 0 | 0 | 0 | [29 empty] | 0 | 0 | #VALUE!
286 | Stay Set concreting as per technical specifications and approved drawings. | item286 | 220 | No. |  |  |  | Excess(+) | 1 | Full Conversion | INR | [8 empty] | 0 | 0 | 0 | [29 empty] | 0 | 0 | #VALUE!
287 | Sch-C3 - 25KVA, 11/0.433 KV Distribution Transformer S/S | item287 | 281 | No. |  |  |  | Excess(+) | 1 | Full Conversion | INR | [8 empty] | 0 | 0 | 0 | [29 empty] | 0 | 0 | #VALUE!
288 | 11/0.44 kV 25 KVA Transformer (Four Star Rating, Level-II) | item288 | 281 | No. |  |  |  | Excess(+) | 1 | Full Conversion | INR | [8 empty] | 0 | 0 | 0 | [29 empty] | 0 | 0 | #VALUE!
289 | 8.5 Mtr. Long PCC Pole | item289 | 562 | No. |  |  |  | Excess(+) | 1 | Full Conversion | INR | [8 empty] | 0 | 0 | 0 | [29 empty] | 0 | 0 | #VALUE!
290 | Stone Pad (300x300x75 mm) | item290 | 562 | No. |  |  |  | Excess(+) | 1 | Full Conversion | INR | [8 empty] | 0 | 0 | 0 | [29 empty] | 0 | 0 | #VALUE!
291 | Top channel 125x65 mm 2240 mm (10.7 kg/M) with clamp, nuts & bolts. | item291 | 281 | No. |  |  |  | Excess(+) | 1 | Full Conversion | INR | [8 empty] | 0 | 0 | 0 | [29 empty] | 0 | 0 | #VALUE!
292 | GI Channel 100x50x6, 2028 mm (for Dropper Fuse set) | item292 | 843 | No. |  |  |  | Excess(+) | 1 | Full Conversion | INR | [8 empty] | 0 | 0 | 0 | [29 empty] | 0 | 0 | #VALUE!
293 | Holding clamps for top channel & Fuse set etc. with bolts & nuts | item293 | 3372 | No. |  |  |  | Excess(+) | 1 | Full Conversion | INR | [8 empty] | 0 | 0 | 0 | [29 empty] | 0 | 0 | #VALUE!
294 | GI Angle 75x75x6 mm, 2028 mm long with clamp for T/F base | item294 | 562 | No. |  |  |  | Excess(+) | 1 | Full Conversion | INR | [8 empty] | 0 | 0 | 0 | [29 empty] | 0 | 0 | #VALUE!
295 | GI Channel 125x65x6, 1300 mm (Tee-off) | item295 | 7 | No. |  |  |  | Excess(+) | 1 | Full Conversion | INR | [8 empty] | 0 | 0 | 0 | [29 empty] | 0 | 0 | #VALUE!
296 | Clamp with nuts & bolts for 1300 mm long GI Channel | item296 | 7 | Set |  |  |  | Excess(+) | 1 | Full Conversion | INR | [8 empty] | 0 | 0 | 0 | [29 empty] | 0 | 0 | #VALUE!
297 | 11KV Polymer Disc Insulator T&C type 45 KN with fittings | item297 | 843 | No. |  |  |  | Excess(+) | 1 | Full Conversion | INR | [8 empty] | 0 | 0 | 0 | [29 empty] | 0 | 0 | #VALUE!
298 | 11 KV Composite Polymer Pin Insulator with Nut and washers | item298 | 843 | No. |  |  |  | Excess(+) | 1 | Full Conversion | INR | [8 empty] | 0 | 0 | 0 | [29 empty] | 0 | 0 | #VALUE!
299 | 11 kV Fuse Set | item299 | 281 | No. |  |  |  | Excess(+) | 1 | Full Conversion | INR | [8 empty] | 0 | 0 | 0 | [29 empty] | 0 | 0 | #VALUE!
300 | G.I Barbed wire | item300 | 562 | Kg. |  |  |  | Excess(+) | 1 | Full Conversion | INR | [8 empty] | 0 | 0 | 0 | [29 empty] | 0 | 0 | #VALUE!
301 | 11 kV SMC Danger board with clamp with N&B | item301 | 281 | No. |  |  |  | Excess(+) | 1 | Full Conversion | INR | [8 empty] | 0 | 0 | 0 | [29 empty] | 0 | 0 | #VALUE!
302 | SMC Distribution box having 70 A, 4 Pole ,MCCB for 3 ph, 25 KVA Transformer | item302 | 281 | No. |  |  |  | Excess(+) | 1 | Full Conversion | INR | [8 empty] | 0 | 0 | 0 | [29 empty] | 0 | 0 | #VALUE!
303 | Stay Set ( Galvanised) with 50x8 mm stay clamp, stay insulator, anchor plate (200x200x6), nut bolts, turn buckles,1.8 m long 16 mm dia. Solid GS Stay Rod, & 7/3.15 mm dia. GI stranded wire complete as per technical specification, approved drawings, schedules and scope of work. | item303 | 1124 | No. |  |  |  | Excess(+) | 1 | Full Conversion | INR | [8 empty] | 0 | 0 | 0 | [29 empty] | 0 | 0 | #VALUE!
304 | Chemical Pipe Earthing (80 mm dia, 3 m long Pipe) as per specification | item304 | 562 | No. |  |  |  | Excess(+) | 1 | Full Conversion | INR | [8 empty] | 0 | 0 | 0 | [29 empty] | 0 | 0 | #VALUE!
305 | LT PVC 3.5 x70/35 sqmm Cable | item305 | 5620 | M. |  |  |  | Excess(+) | 1 | Full Conversion | INR | [8 empty] | 0 | 0 | 0 | [29 empty] | 0 | 0 | #VALUE!
306 | ACSR Weasel conductor for jumpering | item306 | 7025 | M. |  |  |  | Excess(+) | 1 | Full Conversion | INR | [8 empty] | 0 | 0 | 0 | [29 empty] | 0 | 0 | #VALUE!
307 | MS earthing rod of 20x2500 mm. With accessories and 6 SWG earthing wire for pole earthing | item307 | 562 | No. |  |  |  | Excess(+) | 1 | Full Conversion | INR | [8 empty] | 0 | 0 | 0 | [29 empty] | 0 | 0 | #VALUE!
308 | Al. crimping lugs 70 sq.mm. | item308 | 4496 | No. |  |  |  | Excess(+) | 1 | Full Conversion | INR | [8 empty] | 0 | 0 | 0 | [29 empty] | 0 | 0 | #VALUE!
309 | Al. crimping lugs 35 sq.mm. | item309 | 843 | No. |  |  |  | Excess(+) | 1 | Full Conversion | INR | [8 empty] | 0 | 0 | 0 | [29 empty] | 0 | 0 | #VALUE!
310 | Extra for Al. tape , binding wire, jointing sleeves, PG clamps etc. | item310 | 281 | L.S. |  |  |  | Excess(+) | 1 | Full Conversion | INR | [8 empty] | 0 | 0 | 0 | [29 empty] | 0 | 0 | #VALUE!
311 | 11 KV TPMO | item311 | 281 | No. |  |  |  | Excess(+) | 1 | Full Conversion | INR | [8 empty] | 0 | 0 | 0 | [29 empty] | 0 | 0 | #VALUE!
312 | 11 KV Lightning Arrestor | item312 | 843 | No. |  |  |  | Excess(+) | 1 | Full Conversion | INR | [8 empty] | 0 | 0 | 0 | [29 empty] | 0 | 0 | #VALUE!
313 | GI Strip 25x3 mm for earthing | item313 | 5716 | M. |  |  |  | Excess(+) | 1 | Full Conversion | INR | [8 empty] | 0 | 0 | 0 | [29 empty] | 0 | 0 | #VALUE!
314 | Concreting of 8.5 mtr PCC Pole as per technical specifications & drawings | item314 | 562 | No. |  |  |  | Excess(+) | 1 | Full Conversion | INR | [8 empty] | 0 | 0 | 0 | [29 empty] | 0 | 0 | #VALUE!
315 | Stay Set concreting as per technical specifications and approved drawings. | item315 | 1124 | No. |  |  |  | Excess(+) | 1 | Full Conversion | INR | [8 empty] | 0 | 0 | 0 | [29 empty] | 0 | 0 | #VALUE!
316 | Extension of Control Room | item316 | 11 | Nos |  |  |  | Excess(+) | 1 | Full Conversion | INR | [8 empty] | 0 | 0 | 0 | [29 empty] | 0 | 0 | #VALUE!
Total in Figures | [51 empty] | 0 | 0 | #VALUE! | 4 | Construction of chamber for 100mm sluice plates | item5 | 10 | Nos
Quoted Rate in Figures |  |  |  | Select | [7 empty] | % | [39 empty] | 0 | 0 | #VALUE!
Quoted Rate in Words |  | #VALUE!
Note on K13: gepadmin: 1. If you choose "Full Conversion" then Column BA (AMOUNT) and Column BB (TAXES) BOTH values will be convert based on selected Currency in (Column L). 2. If you choose "Partial Conversion" then Column BA (AMOUNT) only will be converted based on selected currency (Column L) and Column BB (TAXES) value (INR) will be added to the converted values.
Note on K14: gepadmin: 1. If you choose "Full Conversion" then Column BA (AMOUNT) and Column BB (TAXES) BOTH values will be convert based on selected Currency in (Column L). 2. If you choose "Partial Conversion" then Column BA (AMOUNT) only will be converted based on selected currency (Column L) and Column BB (TAXES) value (INR) will be added to the converted values.
Note on K15: gepadmin: 1. If you choose "Full Conversion" then Column BA (AMOUNT) and Column BB (TAXES) BOTH values will be convert based on selected Currency in (Column L). 2. If you choose "Partial Conversion" then Column BA (AMOUNT) only will be converted based on selected currency (Column L) and Column BB (TAXES) value (INR) will be added to the converted values.
Note on K16: gepadmin: 1. If you choose "Full Conversion" then Column BA (AMOUNT) and Column BB (TAXES) BOTH values will be convert based on selected Currency in (Column L). 2. If you choose "Partial Conversion" then Column BA (AMOUNT) only will be converted based on selected currency (Column L) and Column BB (TAXES) value (INR) will be added to the converted values.
Note on K17: gepadmin: 1. If you choose "Full Conversion" then Column BA (AMOUNT) and Column BB (TAXES) BOTH values will be convert based on selected Currency in (Column L). 2. If you choose "Partial Conversion" then Column BA (AMOUNT) only will be converted based on selected currency (Column L) and Column BB (TAXES) value (INR) will be added to the converted values.
Note on K18: gepadmin: 1. If you choose "Full Conversion" then Column BA (AMOUNT) and Column BB (TAXES) BOTH values will be convert based on selected Currency in (Column L). 2. If you choose "Partial Conversion" then Column BA (AMOUNT) only will be converted based on selected currency (Column L) and Column BB (TAXES) value (INR) will be added to the converted values.
Note on K19: gepadmin: 1. If you choose "Full Conversion" then Column BA (AMOUNT) and Column BB (TAXES) BOTH values will be convert based on selected Currency in (Column L). 2. If you choose "Partial Conversion" then Column BA (AMOUNT) only will be converted based on selected currency (Column L) and Column BB (TAXES) value (INR) will be added to the converted values.
Note on K20: gepadmin: 1. If you choose "Full Conversion" then Column BA (AMOUNT) and Column BB (TAXES) BOTH values will be convert based on selected Currency in (Column L). 2. If you choose "Partial Conversion" then Column BA (AMOUNT) only will be converted based on selected currency (Column L) and Column BB (TAXES) value (INR) will be added to the converted values.
Note on K21: gepadmin: 1. If you choose "Full Conversion" then Column BA (AMOUNT) and Column BB (TAXES) BOTH values will be convert based on selected Currency in (Column L). 2. If you choose "Partial Conversion" then Column BA (AMOUNT) only will be converted based on selected currency (Column L) and Column BB (TAXES) value (INR) will be added to the converted values.
Note on K22: gepadmin: 1. If you choose "Full Conversion" then Column BA (AMOUNT) and Column BB (TAXES) BOTH values will be convert based on selected Currency in (Column L). 2. If you choose "Partial Conversion" then Column BA (AMOUNT) only will be converted based on selected currency (Column L) and Column BB (TAXES) value (INR) will be added to the converted values.
Note on K23: gepadmin: 1. If you choose "Full Conversion" then Column BA (AMOUNT) and Column BB (TAXES) BOTH values will be convert based on selected Currency in (Column L). 2. If you choose "Partial Conversion" then Column BA (AMOUNT) only will be converted based on selected currency (Column L) and Column BB (TAXES) value (INR) will be added to the converted values.
Note on K24: gepadmin: 1. If you choose "Full Conversion" then Column BA (AMOUNT) and Column BB (TAXES) BOTH values will be convert based on selected Currency in (Column L). 2. If you choose "Partial Conversion" then Column BA (AMOUNT) only will be converted based on selected currency (Column L) and Column BB (TAXES) value (INR) will be added to the converted values.
Note on K25: gepadmin: 1. If you choose "Full Conversion" then Column BA (AMOUNT) and Column BB (TAXES) BOTH values will be convert based on selected Currency in (Column L). 2. If you choose "Partial Conversion" then Column BA (AMOUNT) only will be converted based on selected currency (Column L) and Column BB (TAXES) value (INR) will be added to the converted values.
Note on K26: gepadmin: 1. If you choose "Full Conversion" then Column BA (AMOUNT) and Column BB (TAXES) BOTH values will be convert based on selected Currency in (Column L). 2. If you choose "Partial Conversion" then Column BA (AMOUNT) only will be converted based on selected currency (Column L) and Column BB (TAXES) value (INR) will be added to the converted values.
Note on K27: gepadmin: 1. If you choose "Full Conversion" then Column BA (AMOUNT) and Column BB (TAXES) BOTH values will be convert based on selected Currency in (Column L). 2. If you choose "Partial Conversion" then Column BA (AMOUNT) only will be converted based on selected currency (Column L) and Column BB (TAXES) value (INR) will be added to the converted values.
Note on K28: gepadmin: 1. If you choose "Full Conversion" then Column BA (AMOUNT) and Column BB (TAXES) BOTH values will be convert based on selected Currency in (Column L). 2. If you choose "Partial Conversion" then Column BA (AMOUNT) only will be converted based on selected currency (Column L) and Column BB (TAXES) value (INR) will be added to the converted values.
Note on K29: gepadmin: 1. If you choose "Full Conversion" then Column BA (AMOUNT) and Column BB (TAXES) BOTH values will be convert based on selected Currency in (Column L). 2. If you choose "Partial Conversion" then Column BA (AMOUNT) only will be converted based on selected currency (Column L) and Column BB (TAXES) value (INR) will be added to the converted values.
Note on K30: gepadmin: 1. If you choose "Full Conversion" then Column BA (AMOUNT) and Column BB (TAXES) BOTH values will be convert based on selected Currency in (Column L). 2. If you choose "Partial Conversion" then Column BA (AMOUNT) only will be converted based on selected currency (Column L) and Column BB (TAXES) value (INR) will be added to the converted values.
Note on K31: gepadmin: 1. If you choose "Full Conversion" then Column BA (AMOUNT) and Column BB (TAXES) BOTH values will be convert based on selected Currency in (Column L). 2. If you choose "Partial Conversion" then Column BA (AMOUNT) only will be converted based on selected currency (Column L) and Column BB (TAXES) value (INR) will be added to the converted values.
Note on K32: gepadmin: 1. If you choose "Full Conversion" then Column BA (AMOUNT) and Column BB (TAXES) BOTH values will be convert based on selected Currency in (Column L). 2. If you choose "Partial Conversion" then Column BA (AMOUNT) only will be converted based on selected currency (Column L) and Column BB (TAXES) value (INR) will be added to the converted values.
Note on K33: gepadmin: 1. If you choose "Full Conversion" then Column BA (AMOUNT) and Column BB (TAXES) BOTH values will be convert based on selected Currency in (Column L). 2. If you choose "Partial Conversion" then Column BA (AMOUNT) only will be converted based on selected currency (Column L) and Column BB (TAXES) value (INR) will be added to the converted values.
Note on K34: gepadmin: 1. If you choose "Full Conversion" then Column BA (AMOUNT) and Column BB (TAXES) BOTH values will be convert based on selected Currency in (Column L). 2. If you choose "Partial Conversion" then Column BA (AMOUNT) only will be converted based on selected currency (Column L) and Column BB (TAXES) value (INR) will be added to the converted values.
Note on K35: gepadmin: 1. If you choose "Full Conversion" then Column BA (AMOUNT) and Column BB (TAXES) BOTH values will be convert based on selected Currency in (Column L). 2. If you choose "Partial Conversion" then Column BA (AMOUNT) only will be converted based on selected currency (Column L) and Column BB (TAXES) value (INR) will be added to the converted values.
Note on K36: gepadmin: 1. If you choose "Full Conversion" then Column BA (AMOUNT) and Column BB (TAXES) BOTH values will be convert based on selected Currency in (Column L). 2. If you choose "Partial Conversion" then Column BA (AMOUNT) only will be converted based on selected currency (Column L) and Column BB (TAXES) value (INR) will be added to the converted values.
Note on K38: gepadmin: 1. If you choose "Full Conversion" then Column BA (AMOUNT) and Column BB (TAXES) BOTH values will be convert based on selected Currency in (Column L). 2. If you choose "Partial Conversion" then Column BA (AMOUNT) only will be converted based on selected currency (Column L) and Column BB (TAXES) value (INR) will be added to the converted values.
Note on K40: gepadmin: 1. If you choose "Full Conversion" then Column BA (AMOUNT) and Column BB (TAXES) BOTH values will be convert based on selected Currency in (Column L). 2. If you choose "Partial Conversion" then Column BA (AMOUNT) only will be converted based on selected currency (Column L) and Column BB (TAXES) value (INR) will be added to the converted values.
Note on K42: gepadmin: 1. If you choose "Full Conversion" then Column BA (AMOUNT) and Column BB (TAXES) BOTH values will be convert based on selected Currency in (Column L). 2. If you choose "Partial Conversion" then Column BA (AMOUNT) only will be converted based on selected currency (Column L) and Column BB (TAXES) value (INR) will be added to the converted values.
Note on K43: gepadmin: 1. If you choose "Full Conversion" then Column BA (AMOUNT) and Column BB (TAXES) BOTH values will be convert based on selected Currency in (Column L). 2. If you choose "Partial Conversion" then Column BA (AMOUNT) only will be converted based on selected currency (Column L) and Column BB (TAXES) value (INR) will be added to the converted values.
Note on K44: gepadmin: 1. If you choose "Full Conversion" then Column BA (AMOUNT) and Column BB (TAXES) BOTH values will be convert based on selected Currency in (Column L). 2. If you choose "Partial Conversion" then Column BA (AMOUNT) only will be converted based on selected currency (Column L) and Column BB (TAXES) value (INR) will be added to the converted values.
Note on K45: gepadmin: 1. If you choose "Full Conversion" then Column BA (AMOUNT) and Column BB (TAXES) BOTH values will be convert based on selected Currency in (Column L). 2. If you choose "Partial Conversion" then Column BA (AMOUNT) only will be converted based on selected currency (Column L) and Column BB (TAXES) value (INR) will be added to the converted values.
Note on K46: gepadmin: 1. If you choose "Full Conversion" then Column BA (AMOUNT) and Column BB (TAXES) BOTH values will be convert based on selected Currency in (Column L). 2. If you choose "Partial Conversion" then Column BA (AMOUNT) only will be converted based on selected currency (Column L) and Column BB (TAXES) value (INR) will be added to the converted values.
Note on K47: gepadmin: 1. If you choose "Full Conversion" then Column BA (AMOUNT) and Column BB (TAXES) BOTH values will be convert based on selected Currency in (Column L). 2. If you choose "Partial Conversion" then Column BA (AMOUNT) only will be converted based on selected currency (Column L) and Column BB (TAXES) value (INR) will be added to the converted values.
Note on K48: gepadmin: 1. If you choose "Full Conversion" then Column BA (AMOUNT) and Column BB (TAXES) BOTH values will be convert based on selected Currency in (Column L). 2. If you choose "Partial Conversion" then Column BA (AMOUNT) only will be converted based on selected currency (Column L) and Column BB (TAXES) value (INR) will be added to the converted values.
Note on K49: gepadmin: 1. If you choose "Full Conversion" then Column BA (AMOUNT) and Column BB (TAXES) BOTH values will be convert based on selected Currency in (Column L). 2. If you choose "Partial Conversion" then Column BA (AMOUNT) only will be converted based on selected currency (Column L) and Column BB (TAXES) value (INR) will be added to the converted values.
Note on K50: gepadmin: 1. If you choose "Full Conversion" then Column BA (AMOUNT) and Column BB (TAXES) BOTH values will be convert based on selected Currency in (Column L). 2. If you choose "Partial Conversion" then Column BA (AMOUNT) only will be converted based on selected currency (Column L) and Column BB (TAXES) value (INR) will be added to the converted values.
Note on K51: gepadmin: 1. If you choose "Full Conversion" then Column BA (AMOUNT) and Column BB (TAXES) BOTH values will be convert based on selected Currency in (Column L). 2. If you choose "Partial Conversion" then Column BA (AMOUNT) only will be converted based on selected currency (Column L) and Column BB (TAXES) value (INR) will be added to the converted values.
Note on K52: gepadmin: 1. If you choose "Full Conversion" then Column BA (AMOUNT) and Column BB (TAXES) BOTH values will be convert based on selected Currency in (Column L). 2. If you choose "Partial Conversion" then Column BA (AMOUNT) only will be converted based on selected currency (Column L) and Column BB (TAXES) value (INR) will be added to the converted values.
Note on K53: gepadmin: 1. If you choose "Full Conversion" then Column BA (AMOUNT) and Column BB (TAXES) BOTH values will be convert based on selected Currency in (Column L). 2. If you choose "Partial Conversion" then Column BA (AMOUNT) only will be converted based on selected currency (Column L) and Column BB (TAXES) value (INR) will be added to the converted values.
Note on K54: gepadmin: 1. If you choose "Full Conversion" then Column BA (AMOUNT) and Column BB (TAXES) BOTH values will be convert based on selected Currency in (Column L). 2. If you choose "Partial Conversion" then Column BA (AMOUNT) only will be converted based on selected currency (Column L) and Column BB (TAXES) value (INR) will be added to the converted values.
Note on K55: gepadmin: 1. If you choose "Full Conversion" then Column BA (AMOUNT) and Column BB (TAXES) BOTH values will be convert based on selected Currency in (Column L). 2. If you choose "Partial Conversion" then Column BA (AMOUNT) only will be converted based on selected currency (Column L) and Column BB (TAXES) value (INR) will be added to the converted values.
Note on K56: gepadmin: 1. If you choose "Full Conversion" then Column BA (AMOUNT) and Column BB (TAXES) BOTH values will be convert based on selected Currency in (Column L). 2. If you choose "Partial Conversion" then Column BA (AMOUNT) only will be converted based on selected currency (Column L) and Column BB (TAXES) value (INR) will be added to the converted values.
Note on K57: gepadmin: 1. If you choose "Full Conversion" then Column BA (AMOUNT) and Column BB (TAXES) BOTH values will be convert based on selected Currency in (Column L). 2. If you choose "Partial Conversion" then Column BA (AMOUNT) only will be converted based on selected currency (Column L) and Column BB (TAXES) value (INR) will be added to the converted values.
Note on K58: gepadmin: 1. If you choose "Full Conversion" then Column BA (AMOUNT) and Column BB (TAXES) BOTH values will be convert based on selected Currency in (Column L). 2. If you choose "Partial Conversion" then Column BA (AMOUNT) only will be converted based on selected currency (Column L) and Column BB (TAXES) value (INR) will be added to the converted values.
Note on K59: gepadmin: 1. If you choose "Full Conversion" then Column BA (AMOUNT) and Column BB (TAXES) BOTH values will be convert based on selected Currency in (Column L). 2. If you choose "Partial Conversion" then Column BA (AMOUNT) only will be converted based on selected currency (Column L) and Column BB (TAXES) value (INR) will be added to the converted values.
Note on K61: gepadmin: 1. If you choose "Full Conversion" then Column BA (AMOUNT) and Column BB (TAXES) BOTH values will be convert based on selected Currency in (Column L). 2. If you choose "Partial Conversion" then Column BA (AMOUNT) only will be converted based on selected currency (Column L) and Column BB (TAXES) value (INR) will be added to the converted values.
Note on K62: gepadmin: 1. If you choose "Full Conversion" then Column BA (AMOUNT) and Column BB (TAXES) BOTH values will be convert based on selected Currency in (Column L). 2. If you choose "Partial Conversion" then Column BA (AMOUNT) only will be converted based on selected currency (Column L) and Column BB (TAXES) value (INR) will be added to the converted values.
Note on K63: gepadmin: 1. If you choose "Full Conversion" then Column BA (AMOUNT) and Column BB (TAXES) BOTH values will be convert based on selected Currency in (Column L). 2. If you choose "Partial Conversion" then Column BA (AMOUNT) only will be converted based on selected currency (Column L) and Column BB (TAXES) value (INR) will be added to the converted values.
Note on K64: gepadmin: 1. If you choose "Full Conversion" then Column BA (AMOUNT) and Column BB (TAXES) BOTH values will be convert based on selected Currency in (Column L). 2. If you choose "Partial Conversion" then Column BA (AMOUNT) only will be converted based on selected currency (Column L) and Column BB (TAXES) value (INR) will be added to the converted values.
Note on K65: gepadmin: 1. If you choose "Full Conversion" then Column BA (AMOUNT) and Column BB (TAXES) BOTH values will be convert based on selected Currency in (Column L). 2. If you choose "Partial Conversion" then Column BA (AMOUNT) only will be converted based on selected currency (Column L) and Column BB (TAXES) value (INR) will be added to the converted values.
Note on K66: gepadmin: 1. If you choose "Full Conversion" then Column BA (AMOUNT) and Column BB (TAXES) BOTH values will be convert based on selected Currency in (Column L). 2. If you choose "Partial Conversion" then Column BA (AMOUNT) only will be converted based on selected currency (Column L) and Column BB (TAXES) value (INR) will be added to the converted values.
Note on K67: gepadmin: 1. If you choose "Full Conversion" then Column BA (AMOUNT) and Column BB (TAXES) BOTH values will be convert based on selected Currency in (Column L). 2. If you choose "Partial Conversion" then Column BA (AMOUNT) only will be converted based on selected currency (Column L) and Column BB (TAXES) value (INR) will be added to the converted values.
Note on K68: gepadmin: 1. If you choose "Full Conversion" then Column BA (AMOUNT) and Column BB (TAXES) BOTH values will be convert based on selected Currency in (Column L). 2. If you choose "Partial Conversion" then Column BA (AMOUNT) only will be converted based on selected currency (Column L) and Column BB (TAXES) value (INR) will be added to the converted values.
Note on K69: gepadmin: 1. If you choose "Full Conversion" then Column BA (AMOUNT) and Column BB (TAXES) BOTH values will be convert based on selected Currency in (Column L). 2. If you choose "Partial Conversion" then Column BA (AMOUNT) only will be converted based on selected currency (Column L) and Column BB (TAXES) value (INR) will be added to the converted values.
Note on K70: gepadmin: 1. If you choose "Full Conversion" then Column BA (AMOUNT) and Column BB (TAXES) BOTH values will be convert based on selected Currency in (Column L). 2. If you choose "Partial Conversion" then Column BA (AMOUNT) only will be converted based on selected currency (Column L) and Column BB (TAXES) value (INR) will be added to the converted values.
Note on K71: gepadmin: 1. If you choose "Full Conversion" then Column BA (AMOUNT) and Column BB (TAXES) BOTH values will be convert based on selected Currency in (Column L). 2. If you choose "Partial Conversion" then Column BA (AMOUNT) only will be converted based on selected currency (Column L) and Column BB (TAXES) value (INR) will be added to the converted values.
Note on K72: gepadmin: 1. If you choose "Full Conversion" then Column BA (AMOUNT) and Column BB (TAXES) BOTH values will be convert based on selected Currency in (Column L). 2. If you choose "Partial Conversion" then Column BA (AMOUNT) only will be converted based on selected currency (Column L) and Column BB (TAXES) value (INR) will be added to the converted values.
Note on K73: gepadmin: 1. If you choose "Full Conversion" then Column BA (AMOUNT) and Column BB (TAXES) BOTH values will be convert based on selected Currency in (Column L). 2. If you choose "Partial Conversion" then Column BA (AMOUNT) only will be converted based on selected currency (Column L) and Column BB (TAXES) value (INR) will be added to the converted values.
Note on K74: gepadmin: 1. If you choose "Full Conversion" then Column BA (AMOUNT) and Column BB (TAXES) BOTH values will be convert based on selected Currency in (Column L). 2. If you choose "Partial Conversion" then Column BA (AMOUNT) only will be converted based on selected currency (Column L) and Column BB (TAXES) value (INR) will be added to the converted values.
Note on K75: gepadmin: 1. If you choose "Full Conversion" then Column BA (AMOUNT) and Column BB (TAXES) BOTH values will be convert based on selected Currency in (Column L). 2. If you choose "Partial Conversion" then Column BA (AMOUNT) only will be converted based on selected currency (Column L) and Column BB (TAXES) value (INR) will be added to the converted values.
Note on K76: gepadmin: 1. If you choose "Full Conversion" then Column BA (AMOUNT) and Column BB (TAXES) BOTH values will be convert based on selected Currency in (Column L). 2. If you choose "Partial Conversion" then Column BA (AMOUNT) only will be converted based on selected currency (Column L) and Column BB (TAXES) value (INR) will be added to the converted values.
Note on K77: gepadmin: 1. If you choose "Full Conversion" then Column BA (AMOUNT) and Column BB (TAXES) BOTH values will be convert based on selected Currency in (Column L). 2. If you choose "Partial Conversion" then Column BA (AMOUNT) only will be converted based on selected currency (Column L) and Column BB (TAXES) value (INR) will be added to the converted values.
Note on K79: gepadmin: 1. If you choose "Full Conversion" then Column BA (AMOUNT) and Column BB (TAXES) BOTH values will be convert based on selected Currency in (Column L). 2. If you choose "Partial Conversion" then Column BA (AMOUNT) only will be converted based on selected currency (Column L) and Column BB (TAXES) value (INR) will be added to the converted values.
Note on K80: gepadmin: 1. If you choose "Full Conversion" then Column BA (AMOUNT) and Column BB (TAXES) BOTH values will be convert based on selected Currency in (Column L). 2. If you choose "Partial Conversion" then Column BA (AMOUNT) only will be converted based on selected currency (Column L) and Column BB (TAXES) value (INR) will be added to the converted values.
Note on K81: gepadmin: 1. If you choose "Full Conversion" then Column BA (AMOUNT) and Column BB (TAXES) BOTH values will be convert based on selected Currency in (Column L). 2. If you choose "Partial Conversion" then Column BA (AMOUNT) only will be converted based on selected currency (Column L) and Column BB (TAXES) value (INR) will be added to the converted values.
Note on K82: gepadmin: 1. If you choose "Full Conversion" then Column BA (AMOUNT) and Column BB (TAXES) BOTH values will be convert based on selected Currency in (Column L). 2. If you choose "Partial Conversion" then Column BA (AMOUNT) only will be converted based on selected currency (Column L) and Column BB (TAXES) value (INR) will be added to the converted values.
Note on K83: gepadmin: 1. If you choose "Full Conversion" then Column BA (AMOUNT) and Column BB (TAXES) BOTH values will be convert based on selected Currency in (Column L). 2. If you choose "Partial Conversion" then Column BA (AMOUNT) only will be converted based on selected currency (Column L) and Column BB (TAXES) value (INR) will be added to the converted values.
Note on K84: gepadmin: 1. If you choose "Full Conversion" then Column BA (AMOUNT) and Column BB (TAXES) BOTH values will be convert based on selected Currency in (Column L). 2. If you choose "Partial Conversion" then Column BA (AMOUNT) only will be converted based on selected currency (Column L) and Column BB (TAXES) value (INR) will be added to the converted values.
Note on K85: gepadmin: 1. If you choose "Full Conversion" then Column BA (AMOUNT) and Column BB (TAXES) BOTH values will be convert based on selected Currency in (Column L). 2. If you choose "Partial Conversion" then Column BA (AMOUNT) only will be converted based on selected currency (Column L) and Column BB (TAXES) value (INR) will be added to the converted values.
Note on K86: gepadmin: 1. If you choose "Full Conversion" then Column BA (AMOUNT) and Column BB (TAXES) BOTH values will be convert based on selected Currency in (Column L). 2. If you choose "Partial Conversion" then Column BA (AMOUNT) only will be converted based on selected currency (Column L) and Column BB (TAXES) value (INR) will be added to the converted values.
Note on K87: gepadmin: 1. If you choose "Full Conversion" then Column BA (AMOUNT) and Column BB (TAXES) BOTH values will be convert based on selected Currency in (Column L). 2. If you choose "Partial Conversion" then Column BA (AMOUNT) only will be converted based on selected currency (Column L) and Column BB (TAXES) value (INR) will be added to the converted values.
Note on K88: gepadmin: 1. If you choose "Full Conversion" then Column BA (AMOUNT) and Column BB (TAXES) BOTH values will be convert based on selected Currency in (Column L). 2. If you choose "Partial Conversion" then Column BA (AMOUNT) only will be converted based on selected currency (Column L) and Column BB (TAXES) value (INR) will be added to the converted values.
Note on K89: gepadmin: 1. If you choose "Full Conversion" then Column BA (AMOUNT) and Column BB (TAXES) BOTH values will be convert based on selected Currency in (Column L). 2. If you choose "Partial Conversion" then Column BA (AMOUNT) only will be converted based on selected currency (Column L) and Column BB (TAXES) value (INR) will be added to the converted values.
Note on K90: gepadmin: 1. If you choose "Full Conversion" then Column BA (AMOUNT) and Column BB (TAXES) BOTH values will be convert based on selected Currency in (Column L). 2. If you choose "Partial Conversion" then Column BA (AMOUNT) only will be converted based on selected currency (Column L) and Column BB (TAXES) value (INR) will be added to the converted values.
Note on K91: gepadmin: 1. If you choose "Full Conversion" then Column BA (AMOUNT) and Column BB (TAXES) BOTH values will be convert based on selected Currency in (Column L). 2. If you choose "Partial Conversion" then Column BA (AMOUNT) only will be converted based on selected currency (Column L) and Column BB (TAXES) value (INR) will be added to the converted values.
Note on K92: gepadmin: 1. If you choose "Full Conversion" then Column BA (AMOUNT) and Column BB (TAXES) BOTH values will be convert based on selected Currency in (Column L). 2. If you choose "Partial Conversion" then Column BA (AMOUNT) only will be converted based on selected currency (Column L) and Column BB (TAXES) value (INR) will be added to the converted values.
Note on K93: gepadmin: 1. If you choose "Full Conversion" then Column BA (AMOUNT) and Column BB (TAXES) BOTH values will be convert based on selected Currency in (Column L). 2. If you choose "Partial Conversion" then Column BA (AMOUNT) only will be converted based on selected currency (Column L) and Column BB (TAXES) value (INR) will be added to the converted values.
Note on K94: gepadmin: 1. If you choose "Full Conversion" then Column BA (AMOUNT) and Column BB (TAXES) BOTH values will be convert based on selected Currency in (Column L). 2. If you choose "Partial Conversion" then Column BA (AMOUNT) only will be converted based on selected currency (Column L) and Column BB (TAXES) value (INR) will be added to the converted values.
Note on K95: gepadmin: 1. If you choose "Full Conversion" then Column BA (AMOUNT) and Column BB (TAXES) BOTH values will be convert based on selected Currency in (Column L). 2. If you choose "Partial Conversion" then Column BA (AMOUNT) only will be converted based on selected currency (Column L) and Column BB (TAXES) value (INR) will be added to the converted values.
Note on K98: gepadmin: 1. If you choose "Full Conversion" then Column BA (AMOUNT) and Column BB (TAXES) BOTH values will be convert based on selected Currency in (Column L). 2. If you choose "Partial Conversion" then Column BA (AMOUNT) only will be converted based on selected currency (Column L) and Column BB (TAXES) value (INR) will be added to the converted values.
Note on K99: gepadmin: 1. If you choose "Full Conversion" then Column BA (AMOUNT) and Column BB (TAXES) BOTH values will be convert based on selected Currency in (Column L). 2. If you choose "Partial Conversion" then Column BA (AMOUNT) only will be converted based on selected currency (Column L) and Column BB (TAXES) value (INR) will be added to the converted values.
Note on K100: gepadmin: 1. If you choose "Full Conversion" then Column BA (AMOUNT) and Column BB (TAXES) BOTH values will be convert based on selected Currency in (Column L). 2. If you choose "Partial Conversion" then Column BA (AMOUNT) only will be converted based on selected currency (Column L) and Column BB (TAXES) value (INR) will be added to the converted values.
Note on K101: gepadmin: 1. If you choose "Full Conversion" then Column BA (AMOUNT) and Column BB (TAXES) BOTH values will be convert based on selected Currency in (Column L). 2. If you choose "Partial Conversion" then Column BA (AMOUNT) only will be converted based on selected currency (Column L) and Column BB (TAXES) value (INR) will be added to the converted values.
Note on K102: gepadmin: 1. If you choose "Full Conversion" then Column BA (AMOUNT) and Column BB (TAXES) BOTH values will be convert based on selected Currency in (Column L). 2. If you choose "Partial Conversion" then Column BA (AMOUNT) only will be converted based on selected currency (Column L) and Column BB (TAXES) value (INR) will be added to the converted values.
Note on K103: gepadmin: 1. If you choose "Full Conversion" then Column BA (AMOUNT) and Column BB (TAXES) BOTH values will be convert based on selected Currency in (Column L). 2. If you choose "Partial Conversion" then Column BA (AMOUNT) only will be converted based on selected currency (Column L) and Column BB (TAXES) value (INR) will be added to the converted values.
Note on K104: gepadmin: 1. If you choose "Full Conversion" then Column BA (AMOUNT) and Column BB (TAXES) BOTH values will be convert based on selected Currency in (Column L). 2. If you choose "Partial Conversion" then Column BA (AMOUNT) only will be converted based on selected currency (Column L) and Column BB (TAXES) value (INR) will be added to the converted values.
Note on K105: gepadmin: 1. If you choose "Full Conversion" then Column BA (AMOUNT) and Column BB (TAXES) BOTH values will be convert based on selected Currency in (Column L). 2. If you choose "Partial Conversion" then Column BA (AMOUNT) only will be converted based on selected currency (Column L) and Column BB (TAXES) value (INR) will be added to the converted values.
Note on K106: gepadmin: 1. If you choose "Full Conversion" then Column BA (AMOUNT) and Column BB (TAXES) BOTH values will be convert based on selected Currency in (Column L). 2. If you choose "Partial Conversion" then Column BA (AMOUNT) only will be converted based on selected currency (Column L) and Column BB (TAXES) value (INR) will be added to the converted values.
Note on K107: gepadmin: 1. If you choose "Full Conversion" then Column BA (AMOUNT) and Column BB (TAXES) BOTH values will be convert based on selected Currency in (Column L). 2. If you choose "Partial Conversion" then Column BA (AMOUNT) only will be converted based on selected currency (Column L) and Column BB (TAXES) value (INR) will be added to the converted values.
Note on K108: gepadmin: 1. If you choose "Full Conversion" then Column BA (AMOUNT) and Column BB (TAXES) BOTH values will be convert based on selected Currency in (Column L). 2. If you choose "Partial Conversion" then Column BA (AMOUNT) only will be converted based on selected currency (Column L) and Column BB (TAXES) value (INR) will be added to the converted values.
Note on K109: gepadmin: 1. If you choose "Full Conversion" then Column BA (AMOUNT) and Column BB (TAXES) BOTH values will be convert based on selected Currency in (Column L). 2. If you choose "Partial Conversion" then Column BA (AMOUNT) only will be converted based on selected currency (Column L) and Column BB (TAXES) value (INR) will be added to the converted values.
Note on K110: gepadmin: 1. If you choose "Full Conversion" then Column BA (AMOUNT) and Column BB (TAXES) BOTH values will be convert based on selected Currency in (Column L). 2. If you choose "Partial Conversion" then Column BA (AMOUNT) only will be converted based on selected currency (Column L) and Column BB (TAXES) value (INR) will be added to the converted values.
Note on K111: gepadmin: 1. If you choose "Full Conversion" then Column BA (AMOUNT) and Column BB (TAXES) BOTH values will be convert based on selected Currency in (Column L). 2. If you choose "Partial Conversion" then Column BA (AMOUNT) only will be converted based on selected currency (Column L) and Column BB (TAXES) value (INR) will be added to the converted values.
Note on K112: gepadmin: 1. If you choose "Full Conversion" then Column BA (AMOUNT) and Column BB (TAXES) BOTH values will be convert based on selected Currency in (Column L). 2. If you choose "Partial Conversion" then Column BA (AMOUNT) only will be converted based on selected currency (Column L) and Column BB (TAXES) value (INR) will be added to the converted values.
Note on K113: gepadmin: 1. If you choose "Full Conversion" then Column BA (AMOUNT) and Column BB (TAXES) BOTH values will be convert based on selected Currency in (Column L). 2. If you choose "Partial Conversion" then Column BA (AMOUNT) only will be converted based on selected currency (Column L) and Column BB (TAXES) value (INR) will be added to the converted values.
Note on K114: gepadmin: 1. If you choose "Full Conversion" then Column BA (AMOUNT) and Column BB (TAXES) BOTH values will be convert based on selected Currency in (Column L). 2. If you choose "Partial Conversion" then Column BA (AMOUNT) only will be converted based on selected currency (Column L) and Column BB (TAXES) value (INR) will be added to the converted values.
Note on K115: gepadmin: 1. If you choose "Full Conversion" then Column BA (AMOUNT) and Column BB (TAXES) BOTH values will be convert based on selected Currency in (Column L). 2. If you choose "Partial Conversion" then Column BA (AMOUNT) only will be converted based on selected currency (Column L) and Column BB (TAXES) value (INR) will be added to the converted values.
Note on K116: gepadmin: 1. If you choose "Full Conversion" then Column BA (AMOUNT) and Column BB (TAXES) BOTH values will be convert based on selected Currency in (Column L). 2. If you choose "Partial Conversion" then Column BA (AMOUNT) only will be converted based on selected currency (Column L) and Column BB (TAXES) value (INR) will be added to the converted values.
Note on K117: gepadmin: 1. If you choose "Full Conversion" then Column BA (AMOUNT) and Column BB (TAXES) BOTH values will be convert based on selected Currency in (Column L). 2. If you choose "Partial Conversion" then Column BA (AMOUNT) only will be converted based on selected currency (Column L) and Column BB (TAXES) value (INR) will be added to the converted values.
Note on K118: gepadmin: 1. If you choose "Full Conversion" then Column BA (AMOUNT) and Column BB (TAXES) BOTH values will be convert based on selected Currency in (Column L). 2. If you choose "Partial Conversion" then Column BA (AMOUNT) only will be converted based on selected currency (Column L) and Column BB (TAXES) value (INR) will be added to the converted values.
Note on K119: gepadmin: 1. If you choose "Full Conversion" then Column BA (AMOUNT) and Column BB (TAXES) BOTH values will be convert based on selected Currency in (Column L). 2. If you choose "Partial Conversion" then Column BA (AMOUNT) only will be converted based on selected currency (Column L) and Column BB (TAXES) value (INR) will be added to the converted values.
Note on K120: gepadmin: 1. If you choose "Full Conversion" then Column BA (AMOUNT) and Column BB (TAXES) BOTH values will be convert based on selected Currency in (Column L). 2. If you choose "Partial Conversion" then Column BA (AMOUNT) only will be converted based on selected currency (Column L) and Column BB (TAXES) value (INR) will be added to the converted values.
Note on K121: gepadmin: 1. If you choose "Full Conversion" then Column BA (AMOUNT) and Column BB (TAXES) BOTH values will be convert based on selected Currency in (Column L). 2. If you choose "Partial Conversion" then Column BA (AMOUNT) only will be converted based on selected currency (Column L) and Column BB (TAXES) value (INR) will be added to the converted values.
Note on K122: gepadmin: 1. If you choose "Full Conversion" then Column BA (AMOUNT) and Column BB (TAXES) BOTH values will be convert based on selected Currency in (Column L). 2. If you choose "Partial Conversion" then Column BA (AMOUNT) only will be converted based on selected currency (Column L) and Column BB (TAXES) value (INR) will be added to the converted values.
Note on K123: gepadmin: 1. If you choose "Full Conversion" then Column BA (AMOUNT) and Column BB (TAXES) BOTH values will be convert based on selected Currency in (Column L). 2. If you choose "Partial Conversion" then Column BA (AMOUNT) only will be converted based on selected currency (Column L) and Column BB (TAXES) value (INR) will be added to the converted values.
Note on K124: gepadmin: 1. If you choose "Full Conversion" then Column BA (AMOUNT) and Column BB (TAXES) BOTH values will be convert based on selected Currency in (Column L). 2. If you choose "Partial Conversion" then Column BA (AMOUNT) only will be converted based on selected currency (Column L) and Column BB (TAXES) value (INR) will be added to the converted values.
Note on K125: gepadmin: 1. If you choose "Full Conversion" then Column BA (AMOUNT) and Column BB (TAXES) BOTH values will be convert based on selected Currency in (Column L). 2. If you choose "Partial Conversion" then Column BA (AMOUNT) only will be converted based on selected currency (Column L) and Column BB (TAXES) value (INR) will be added to the converted values.
Note on K126: gepadmin: 1. If you choose "Full Conversion" then Column BA (AMOUNT) and Column BB (TAXES) BOTH values will be convert based on selected Currency in (Column L). 2. If you choose "Partial Conversion" then Column BA (AMOUNT) only will be converted based on selected currency (Column L) and Column BB (TAXES) value (INR) will be added to the converted values.
Note on K128: gepadmin: 1. If you choose "Full Conversion" then Column BA (AMOUNT) and Column BB (TAXES) BOTH values will be convert based on selected Currency in (Column L). 2. If you choose "Partial Conversion" then Column BA (AMOUNT) only will be converted based on selected currency (Column L) and Column BB (TAXES) value (INR) will be added to the converted values.
Note on K129: gepadmin: 1. If you choose "Full Conversion" then Column BA (AMOUNT) and Column BB (TAXES) BOTH values will be convert based on selected Currency in (Column L). 2. If you choose "Partial Conversion" then Column BA (AMOUNT) only will be converted based on selected currency (Column L) and Column BB (TAXES) value (INR) will be added to the converted values.
Note on K130: gepadmin: 1. If you choose "Full Conversion" then Column BA (AMOUNT) and Column BB (TAXES) BOTH values will be convert based on selected Currency in (Column L). 2. If you choose "Partial Conversion" then Column BA (AMOUNT) only will be converted based on selected currency (Column L) and Column BB (TAXES) value (INR) will be added to the converted values.
Note on K131: gepadmin: 1. If you choose "Full Conversion" then Column BA (AMOUNT) and Column BB (TAXES) BOTH values will be convert based on selected Currency in (Column L). 2. If you choose "Partial Conversion" then Column BA (AMOUNT) only will be converted based on selected currency (Column L) and Column BB (TAXES) value (INR) will be added to the converted values.
Note on K132: gepadmin: 1. If you choose "Full Conversion" then Column BA (AMOUNT) and Column BB (TAXES) BOTH values will be convert based on selected Currency in (Column L). 2. If you choose "Partial Conversion" then Column BA (AMOUNT) only will be converted based on selected currency (Column L) and Column BB (TAXES) value (INR) will be added to the converted values.
Note on K133: gepadmin: 1. If you choose "Full Conversion" then Column BA (AMOUNT) and Column BB (TAXES) BOTH values will be convert based on selected Currency in (Column L). 2. If you choose "Partial Conversion" then Column BA (AMOUNT) only will be converted based on selected currency (Column L) and Column BB (TAXES) value (INR) will be added to the converted values.
Note on K134: gepadmin: 1. If you choose "Full Conversion" then Column BA (AMOUNT) and Column BB (TAXES) BOTH values will be convert based on selected Currency in (Column L). 2. If you choose "Partial Conversion" then Column BA (AMOUNT) only will be converted based on selected currency (Column L) and Column BB (TAXES) value (INR) will be added to the converted values.
Note on K135: gepadmin: 1. If you choose "Full Conversion" then Column BA (AMOUNT) and Column BB (TAXES) BOTH values will be convert based on selected Currency in (Column L). 2. If you choose "Partial Conversion" then Column BA (AMOUNT) only will be converted based on selected currency (Column L) and Column BB (TAXES) value (INR) will be added to the converted values.
Note on K136: gepadmin: 1. If you choose "Full Conversion" then Column BA (AMOUNT) and Column BB (TAXES) BOTH values will be convert based on selected Currency in (Column L). 2. If you choose "Partial Conversion" then Column BA (AMOUNT) only will be converted based on selected currency (Column L) and Column BB (TAXES) value (INR) will be added to the converted values.
Note on K137: gepadmin: 1. If you choose "Full Conversion" then Column BA (AMOUNT) and Column BB (TAXES) BOTH values will be convert based on selected Currency in (Column L). 2. If you choose "Partial Conversion" then Column BA (AMOUNT) only will be converted based on selected currency (Column L) and Column BB (TAXES) value (INR) will be added to the converted values.
Note on K138: gepadmin: 1. If you choose "Full Conversion" then Column BA (AMOUNT) and Column BB (TAXES) BOTH values will be convert based on selected Currency in (Column L). 2. If you choose "Partial Conversion" then Column BA (AMOUNT) only will be converted based on selected currency (Column L) and Column BB (TAXES) value (INR) will be added to the converted values.
Note on K139: gepadmin: 1. If you choose "Full Conversion" then Column BA (AMOUNT) and Column BB (TAXES) BOTH values will be convert based on selected Currency in (Column L). 2. If you choose "Partial Conversion" then Column BA (AMOUNT) only will be converted based on selected currency (Column L) and Column BB (TAXES) value (INR) will be added to the converted values.
Note on K140: gepadmin: 1. If you choose "Full Conversion" then Column BA (AMOUNT) and Column BB (TAXES) BOTH values will be convert based on selected Currency in (Column L). 2. If you choose "Partial Conversion" then Column BA (AMOUNT) only will be converted based on selected currency (Column L) and Column BB (TAXES) value (INR) will be added to the converted values.
Note on K141: gepadmin: 1. If you choose "Full Conversion" then Column BA (AMOUNT) and Column BB (TAXES) BOTH values will be convert based on selected Currency in (Column L). 2. If you choose "Partial Conversion" then Column BA (AMOUNT) only will be converted based on selected currency (Column L) and Column BB (TAXES) value (INR) will be added to the converted values.
Note on K142: gepadmin: 1. If you choose "Full Conversion" then Column BA (AMOUNT) and Column BB (TAXES) BOTH values will be convert based on selected Currency in (Column L). 2. If you choose "Partial Conversion" then Column BA (AMOUNT) only will be converted based on selected currency (Column L) and Column BB (TAXES) value (INR) will be added to the converted values.
Note on K143: gepadmin: 1. If you choose "Full Conversion" then Column BA (AMOUNT) and Column BB (TAXES) BOTH values will be convert based on selected Currency in (Column L). 2. If you choose "Partial Conversion" then Column BA (AMOUNT) only will be converted based on selected currency (Column L) and Column BB (TAXES) value (INR) will be added to the converted values.
Note on K144: gepadmin: 1. If you choose "Full Conversion" then Column BA (AMOUNT) and Column BB (TAXES) BOTH values will be convert based on selected Currency in (Column L). 2. If you choose "Partial Conversion" then Column BA (AMOUNT) only will be converted based on selected currency (Column L) and Column BB (TAXES) value (INR) will be added to the converted values.
Note on K145: gepadmin: 1. If you choose "Full Conversion" then Column BA (AMOUNT) and Column BB (TAXES) BOTH values will be convert based on selected Currency in (Column L). 2. If you choose "Partial Conversion" then Column BA (AMOUNT) only will be converted based on selected currency (Column L) and Column BB (TAXES) value (INR) will be added to the converted values.
Note on K146: gepadmin: 1. If you choose "Full Conversion" then Column BA (AMOUNT) and Column BB (TAXES) BOTH values will be convert based on selected Currency in (Column L). 2. If you choose "Partial Conversion" then Column BA (AMOUNT) only will be converted based on selected currency (Column L) and Column BB (TAXES) value (INR) will be added to the converted values.
Note on K147: gepadmin: 1. If you choose "Full Conversion" then Column BA (AMOUNT) and Column BB (TAXES) BOTH values will be convert based on selected Currency in (Column L). 2. If you choose "Partial Conversion" then Column BA (AMOUNT) only will be converted based on selected currency (Column L) and Column BB (TAXES) value (INR) will be added to the converted values.
Note on K148: gepadmin: 1. If you choose "Full Conversion" then Column BA (AMOUNT) and Column BB (TAXES) BOTH values will be convert based on selected Currency in (Column L). 2. If you choose "Partial Conversion" then Column BA (AMOUNT) only will be converted based on selected currency (Column L) and Column BB (TAXES) value (INR) will be added to the converted values.
Note on K149: gepadmin: 1. If you choose "Full Conversion" then Column BA (AMOUNT) and Column BB (TAXES) BOTH values will be convert based on selected Currency in (Column L). 2. If you choose "Partial Conversion" then Column BA (AMOUNT) only will be converted based on selected currency (Column L) and Column BB (TAXES) value (INR) will be added to the converted values.
Note on K150: gepadmin: 1. If you choose "Full Conversion" then Column BA (AMOUNT) and Column BB (TAXES) BOTH values will be convert based on selected Currency in (Column L). 2. If you choose "Partial Conversion" then Column BA (AMOUNT) only will be converted based on selected currency (Column L) and Column BB (TAXES) value (INR) will be added to the converted values.
Note on K151: gepadmin: 1. If you choose "Full Conversion" then Column BA (AMOUNT) and Column BB (TAXES) BOTH values will be convert based on selected Currency in (Column L). 2. If you choose "Partial Conversion" then Column BA (AMOUNT) only will be converted based on selected currency (Column L) and Column BB (TAXES) value (INR) will be added to the converted values.
Note on K152: gepadmin: 1. If you choose "Full Conversion" then Column BA (AMOUNT) and Column BB (TAXES) BOTH values will be convert based on selected Currency in (Column L). 2. If you choose "Partial Conversion" then Column BA (AMOUNT) only will be converted based on selected currency (Column L) and Column BB (TAXES) value (INR) will be added to the converted values.
Note on K153: gepadmin: 1. If you choose "Full Conversion" then Column BA (AMOUNT) and Column BB (TAXES) BOTH values will be convert based on selected Currency in (Column L). 2. If you choose "Partial Conversion" then Column BA (AMOUNT) only will be converted based on selected currency (Column L) and Column BB (TAXES) value (INR) will be added to the converted values.
Note on K154: gepadmin: 1. If you choose "Full Conversion" then Column BA (AMOUNT) and Column BB (TAXES) BOTH values will be convert based on selected Currency in (Column L). 2. If you choose "Partial Conversion" then Column BA (AMOUNT) only will be converted based on selected currency (Column L) and Column BB (TAXES) value (INR) will be added to the converted values.
Note on K156: gepadmin: 1. If you choose "Full Conversion" then Column BA (AMOUNT) and Column BB (TAXES) BOTH values will be convert based on selected Currency in (Column L). 2. If you choose "Partial Conversion" then Column BA (AMOUNT) only will be converted based on selected currency (Column L) and Column BB (TAXES) value (INR) will be added to the converted values.
Note on K157: gepadmin: 1. If you choose "Full Conversion" then Column BA (AMOUNT) and Column BB (TAXES) BOTH values will be convert based on selected Currency in (Column L). 2. If you choose "Partial Conversion" then Column BA (AMOUNT) only will be converted based on selected currency (Column L) and Column BB (TAXES) value (INR) will be added to the converted values.
Note on K158: gepadmin: 1. If you choose "Full Conversion" then Column BA (AMOUNT) and Column BB (TAXES) BOTH values will be convert based on selected Currency in (Column L). 2. If you choose "Partial Conversion" then Column BA (AMOUNT) only will be converted based on selected currency (Column L) and Column BB (TAXES) value (INR) will be added to the converted values.
Note on K159: gepadmin: 1. If you choose "Full Conversion" then Column BA (AMOUNT) and Column BB (TAXES) BOTH values will be convert based on selected Currency in (Column L). 2. If you choose "Partial Conversion" then Column BA (AMOUNT) only will be converted based on selected currency (Column L) and Column BB (TAXES) value (INR) will be added to the converted values.
Note on K160: gepadmin: 1. If you choose "Full Conversion" then Column BA (AMOUNT) and Column BB (TAXES) BOTH values will be convert based on selected Currency in (Column L). 2. If you choose "Partial Conversion" then Column BA (AMOUNT) only will be converted based on selected currency (Column L) and Column BB (TAXES) value (INR) will be added to the converted values.
Note on K161: gepadmin: 1. If you choose "Full Conversion" then Column BA (AMOUNT) and Column BB (TAXES) BOTH values will be convert based on selected Currency in (Column L). 2. If you choose "Partial Conversion" then Column BA (AMOUNT) only will be converted based on selected currency (Column L) and Column BB (TAXES) value (INR) will be added to the converted values.
Note on K162: gepadmin: 1. If you choose "Full Conversion" then Column BA (AMOUNT) and Column BB (TAXES) BOTH values will be convert based on selected Currency in (Column L). 2. If you choose "Partial Conversion" then Column BA (AMOUNT) only will be converted based on selected currency (Column L) and Column BB (TAXES) value (INR) will be added to the converted values.
Note on K163: gepadmin: 1. If you choose "Full Conversion" then Column BA (AMOUNT) and Column BB (TAXES) BOTH values will be convert based on selected Currency in (Column L). 2. If you choose "Partial Conversion" then Column BA (AMOUNT) only will be converted based on selected currency (Column L) and Column BB (TAXES) value (INR) will be added to the converted values.
Note on K164: gepadmin: 1. If you choose "Full Conversion" then Column BA (AMOUNT) and Column BB (TAXES) BOTH values will be convert based on selected Currency in (Column L). 2. If you choose "Partial Conversion" then Column BA (AMOUNT) only will be converted based on selected currency (Column L) and Column BB (TAXES) value (INR) will be added to the converted values.
Note on K165: gepadmin: 1. If you choose "Full Conversion" then Column BA (AMOUNT) and Column BB (TAXES) BOTH values will be convert based on selected Currency in (Column L). 2. If you choose "Partial Conversion" then Column BA (AMOUNT) only will be converted based on selected currency (Column L) and Column BB (TAXES) value (INR) will be added to the converted values.
Note on K166: gepadmin: 1. If you choose "Full Conversion" then Column BA (AMOUNT) and Column BB (TAXES) BOTH values will be convert based on selected Currency in (Column L). 2. If you choose "Partial Conversion" then Column BA (AMOUNT) only will be converted based on selected currency (Column L) and Column BB (TAXES) value (INR) will be added to the converted values.
Note on K167: gepadmin: 1. If you choose "Full Conversion" then Column BA (AMOUNT) and Column BB (TAXES) BOTH values will be convert based on selected Currency in (Column L). 2. If you choose "Partial Conversion" then Column BA (AMOUNT) only will be converted based on selected currency (Column L) and Column BB (TAXES) value (INR) will be added to the converted values.
Note on K168: gepadmin: 1. If you choose "Full Conversion" then Column BA (AMOUNT) and Column BB (TAXES) BOTH values will be convert based on selected Currency in (Column L). 2. If you choose "Partial Conversion" then Column BA (AMOUNT) only will be converted based on selected currency (Column L) and Column BB (TAXES) value (INR) will be added to the converted values.
Note on K169: gepadmin: 1. If you choose "Full Conversion" then Column BA (AMOUNT) and Column BB (TAXES) BOTH values will be convert based on selected Currency in (Column L). 2. If you choose "Partial Conversion" then Column BA (AMOUNT) only will be converted based on selected currency (Column L) and Column BB (TAXES) value (INR) will be added to the converted values.
Note on K170: gepadmin: 1. If you choose "Full Conversion" then Column BA (AMOUNT) and Column BB (TAXES) BOTH values will be convert based on selected Currency in (Column L). 2. If you choose "Partial Conversion" then Column BA (AMOUNT) only will be converted based on selected currency (Column L) and Column BB (TAXES) value (INR) will be added to the converted values.
Note on K171: gepadmin: 1. If you choose "Full Conversion" then Column BA (AMOUNT) and Column BB (TAXES) BOTH values will be convert based on selected Currency in (Column L). 2. If you choose "Partial Conversion" then Column BA (AMOUNT) only will be converted based on selected currency (Column L) and Column BB (TAXES) value (INR) will be added to the converted values.
Note on K172: gepadmin: 1. If you choose "Full Conversion" then Column BA (AMOUNT) and Column BB (TAXES) BOTH values will be convert based on selected Currency in (Column L). 2. If you choose "Partial Conversion" then Column BA (AMOUNT) only will be converted based on selected currency (Column L) and Column BB (TAXES) value (INR) will be added to the converted values.
Note on K173: gepadmin: 1. If you choose "Full Conversion" then Column BA (AMOUNT) and Column BB (TAXES) BOTH values will be convert based on selected Currency in (Column L). 2. If you choose "Partial Conversion" then Column BA (AMOUNT) only will be converted based on selected currency (Column L) and Column BB (TAXES) value (INR) will be added to the converted values.
Note on K174: gepadmin: 1. If you choose "Full Conversion" then Column BA (AMOUNT) and Column BB (TAXES) BOTH values will be convert based on selected Currency in (Column L). 2. If you choose "Partial Conversion" then Column BA (AMOUNT) only will be converted based on selected currency (Column L) and Column BB (TAXES) value (INR) will be added to the converted values.
Note on K175: gepadmin: 1. If you choose "Full Conversion" then Column BA (AMOUNT) and Column BB (TAXES) BOTH values will be convert based on selected Currency in (Column L). 2. If you choose "Partial Conversion" then Column BA (AMOUNT) only will be converted based on selected currency (Column L) and Column BB (TAXES) value (INR) will be added to the converted values.
Note on K177: gepadmin: 1. If you choose "Full Conversion" then Column BA (AMOUNT) and Column BB (TAXES) BOTH values will be convert based on selected Currency in (Column L). 2. If you choose "Partial Conversion" then Column BA (AMOUNT) only will be converted based on selected currency (Column L) and Column BB (TAXES) value (INR) will be added to the converted values.
Note on K178: gepadmin: 1. If you choose "Full Conversion" then Column BA (AMOUNT) and Column BB (TAXES) BOTH values will be convert based on selected Currency in (Column L). 2. If you choose "Partial Conversion" then Column BA (AMOUNT) only will be converted based on selected currency (Column L) and Column BB (TAXES) value (INR) will be added to the converted values.
Note on K179: gepadmin: 1. If you choose "Full Conversion" then Column BA (AMOUNT) and Column BB (TAXES) BOTH values will be convert based on selected Currency in (Column L). 2. If you choose "Partial Conversion" then Column BA (AMOUNT) only will be converted based on selected currency (Column L) and Column BB (TAXES) value (INR) will be added to the converted values.
Note on K180: gepadmin: 1. If you choose "Full Conversion" then Column BA (AMOUNT) and Column BB (TAXES) BOTH values will be convert based on selected Currency in (Column L). 2. If you choose "Partial Conversion" then Column BA (AMOUNT) only will be converted based on selected currency (Column L) and Column BB (TAXES) value (INR) will be added to the converted values.
Note on K181: gepadmin: 1. If you choose "Full Conversion" then Column BA (AMOUNT) and Column BB (TAXES) BOTH values will be convert based on selected Currency in (Column L). 2. If you choose "Partial Conversion" then Column BA (AMOUNT) only will be converted based on selected currency (Column L) and Column BB (TAXES) value (INR) will be added to the converted values.
Note on K182: gepadmin: 1. If you choose "Full Conversion" then Column BA (AMOUNT) and Column BB (TAXES) BOTH values will be convert based on selected Currency in (Column L). 2. If you choose "Partial Conversion" then Column BA (AMOUNT) only will be converted based on selected currency (Column L) and Column BB (TAXES) value (INR) will be added to the converted values.
Note on K183: gepadmin: 1. If you choose "Full Conversion" then Column BA (AMOUNT) and Column BB (TAXES) BOTH values will be convert based on selected Currency in (Column L). 2. If you choose "Partial Conversion" then Column BA (AMOUNT) only will be converted based on selected currency (Column L) and Column BB (TAXES) value (INR) will be added to the converted values.
Note on K184: gepadmin: 1. If you choose "Full Conversion" then Column BA (AMOUNT) and Column BB (TAXES) BOTH values will be convert based on selected Currency in (Column L). 2. If you choose "Partial Conversion" then Column BA (AMOUNT) only will be converted based on selected currency (Column L) and Column BB (TAXES) value (INR) will be added to the converted values.
Note on K185: gepadmin: 1. If you choose "Full Conversion" then Column BA (AMOUNT) and Column BB (TAXES) BOTH values will be convert based on selected Currency in (Column L). 2. If you choose "Partial Conversion" then Column BA (AMOUNT) only will be converted based on selected currency (Column L) and Column BB (TAXES) value (INR) will be added to the converted values.
Note on K186: gepadmin: 1. If you choose "Full Conversion" then Column BA (AMOUNT) and Column BB (TAXES) BOTH values will be convert based on selected Currency in (Column L). 2. If you choose "Partial Conversion" then Column BA (AMOUNT) only will be converted based on selected currency (Column L) and Column BB (TAXES) value (INR) will be added to the converted values.
Note on K187: gepadmin: 1. If you choose "Full Conversion" then Column BA (AMOUNT) and Column BB (TAXES) BOTH values will be convert based on selected Currency in (Column L). 2. If you choose "Partial Conversion" then Column BA (AMOUNT) only will be converted based on selected currency (Column L) and Column BB (TAXES) value (INR) will be added to the converted values.
Note on K188: gepadmin: 1. If you choose "Full Conversion" then Column BA (AMOUNT) and Column BB (TAXES) BOTH values will be convert based on selected Currency in (Column L). 2. If you choose "Partial Conversion" then Column BA (AMOUNT) only will be converted based on selected currency (Column L) and Column BB (TAXES) value (INR) will be added to the converted values.
Note on K189: gepadmin: 1. If you choose "Full Conversion" then Column BA (AMOUNT) and Column BB (TAXES) BOTH values will be convert based on selected Currency in (Column L). 2. If you choose "Partial Conversion" then Column BA (AMOUNT) only will be converted based on selected currency (Column L) and Column BB (TAXES) value (INR) will be added to the converted values.
Note on K190: gepadmin: 1. If you choose "Full Conversion" then Column BA (AMOUNT) and Column BB (TAXES) BOTH values will be convert based on selected Currency in (Column L). 2. If you choose "Partial Conversion" then Column BA (AMOUNT) only will be converted based on selected currency (Column L) and Column BB (TAXES) value (INR) will be added to the converted values.
Note on K191: gepadmin: 1. If you choose "Full Conversion" then Column BA (AMOUNT) and Column BB (TAXES) BOTH values will be convert based on selected Currency in (Column L). 2. If you choose "Partial Conversion" then Column BA (AMOUNT) only will be converted based on selected currency (Column L) and Column BB (TAXES) value (INR) will be added to the converted values.
Note on K192: gepadmin: 1. If you choose "Full Conversion" then Column BA (AMOUNT) and Column BB (TAXES) BOTH values will be convert based on selected Currency in (Column L). 2. If you choose "Partial Conversion" then Column BA (AMOUNT) only will be converted based on selected currency (Column L) and Column BB (TAXES) value (INR) will be added to the converted values.
Note on K193: gepadmin: 1. If you choose "Full Conversion" then Column BA (AMOUNT) and Column BB (TAXES) BOTH values will be convert based on selected Currency in (Column L). 2. If you choose "Partial Conversion" then Column BA (AMOUNT) only will be converted based on selected currency (Column L) and Column BB (TAXES) value (INR) will be added to the converted values.
Note on K194: gepadmin: 1. If you choose "Full Conversion" then Column BA (AMOUNT) and Column BB (TAXES) BOTH values will be convert based on selected Currency in (Column L). 2. If you choose "Partial Conversion" then Column BA (AMOUNT) only will be converted based on selected currency (Column L) and Column BB (TAXES) value (INR) will be added to the converted values.
Note on K195: gepadmin: 1. If you choose "Full Conversion" then Column BA (AMOUNT) and Column BB (TAXES) BOTH values will be convert based on selected Currency in (Column L). 2. If you choose "Partial Conversion" then Column BA (AMOUNT) only will be converted based on selected currency (Column L) and Column BB (TAXES) value (INR) will be added to the converted values.
Note on K196: gepadmin: 1. If you choose "Full Conversion" then Column BA (AMOUNT) and Column BB (TAXES) BOTH values will be convert based on selected Currency in (Column L). 2. If you choose "Partial Conversion" then Column BA (AMOUNT) only will be converted based on selected currency (Column L) and Column BB (TAXES) value (INR) will be added to the converted values.
Note on K198: gepadmin: 1. If you choose "Full Conversion" then Column BA (AMOUNT) and Column BB (TAXES) BOTH values will be convert based on selected Currency in (Column L). 2. If you choose "Partial Conversion" then Column BA (AMOUNT) only will be converted based on selected currency (Column L) and Column BB (TAXES) value (INR) will be added to the converted values.
Note on K199: gepadmin: 1. If you choose "Full Conversion" then Column BA (AMOUNT) and Column BB (TAXES) BOTH values will be convert based on selected Currency in (Column L). 2. If you choose "Partial Conversion" then Column BA (AMOUNT) only will be converted based on selected currency (Column L) and Column BB (TAXES) value (INR) will be added to the converted values.
Note on K200: gepadmin: 1. If you choose "Full Conversion" then Column BA (AMOUNT) and Column BB (TAXES) BOTH values will be convert based on selected Currency in (Column L). 2. If you choose "Partial Conversion" then Column BA (AMOUNT) only will be converted based on selected currency (Column L) and Column BB (TAXES) value (INR) will be added to the converted values.
Note on K201: gepadmin: 1. If you choose "Full Conversion" then Column BA (AMOUNT) and Column BB (TAXES) BOTH values will be convert based on selected Currency in (Column L). 2. If you choose "Partial Conversion" then Column BA (AMOUNT) only will be converted based on selected currency (Column L) and Column BB (TAXES) value (INR) will be added to the converted values.
Note on K202: gepadmin: 1. If you choose "Full Conversion" then Column BA (AMOUNT) and Column BB (TAXES) BOTH values will be convert based on selected Currency in (Column L). 2. If you choose "Partial Conversion" then Column BA (AMOUNT) only will be converted based on selected currency (Column L) and Column BB (TAXES) value (INR) will be added to the converted values.
Note on K203: gepadmin: 1. If you choose "Full Conversion" then Column BA (AMOUNT) and Column BB (TAXES) BOTH values will be convert based on selected Currency in (Column L). 2. If you choose "Partial Conversion" then Column BA (AMOUNT) only will be converted based on selected currency (Column L) and Column BB (TAXES) value (INR) will be added to the converted values.
Note on K204: gepadmin: 1. If you choose "Full Conversion" then Column BA (AMOUNT) and Column BB (TAXES) BOTH values will be convert based on selected Currency in (Column L). 2. If you choose "Partial Conversion" then Column BA (AMOUNT) only will be converted based on selected currency (Column L) and Column BB (TAXES) value (INR) will be added to the converted values.
Note on K205: gepadmin: 1. If you choose "Full Conversion" then Column BA (AMOUNT) and Column BB (TAXES) BOTH values will be convert based on selected Currency in (Column L). 2. If you choose "Partial Conversion" then Column BA (AMOUNT) only will be converted based on selected currency (Column L) and Column BB (TAXES) value (INR) will be added to the converted values.
Note on K206: gepadmin: 1. If you choose "Full Conversion" then Column BA (AMOUNT) and Column BB (TAXES) BOTH values will be convert based on selected Currency in (Column L). 2. If you choose "Partial Conversion" then Column BA (AMOUNT) only will be converted based on selected currency (Column L) and Column BB (TAXES) value (INR) will be added to the converted values.
Note on K207: gepadmin: 1. If you choose "Full Conversion" then Column BA (AMOUNT) and Column BB (TAXES) BOTH values will be convert based on selected Currency in (Column L). 2. If you choose "Partial Conversion" then Column BA (AMOUNT) only will be converted based on selected currency (Column L) and Column BB (TAXES) value (INR) will be added to the converted values.
Note on K208: gepadmin: 1. If you choose "Full Conversion" then Column BA (AMOUNT) and Column BB (TAXES) BOTH values will be convert based on selected Currency in (Column L). 2. If you choose "Partial Conversion" then Column BA (AMOUNT) only will be converted based on selected currency (Column L) and Column BB (TAXES) value (INR) will be added to the converted values.
Note on K209: gepadmin: 1. If you choose "Full Conversion" then Column BA (AMOUNT) and Column BB (TAXES) BOTH values will be convert based on selected Currency in (Column L). 2. If you choose "Partial Conversion" then Column BA (AMOUNT) only will be converted based on selected currency (Column L) and Column BB (TAXES) value (INR) will be added to the converted values.
Note on K210: gepadmin: 1. If you choose "Full Conversion" then Column BA (AMOUNT) and Column BB (TAXES) BOTH values will be convert based on selected Currency in (Column L). 2. If you choose "Partial Conversion" then Column BA (AMOUNT) only will be converted based on selected currency (Column L) and Column BB (TAXES) value (INR) will be added to the converted values.
Note on K211: gepadmin: 1. If you choose "Full Conversion" then Column BA (AMOUNT) and Column BB (TAXES) BOTH values will be convert based on selected Currency in (Column L). 2. If you choose "Partial Conversion" then Column BA (AMOUNT) only will be converted based on selected currency (Column L) and Column BB (TAXES) value (INR) will be added to the converted values.
Note on K212: gepadmin: 1. If you choose "Full Conversion" then Column BA (AMOUNT) and Column BB (TAXES) BOTH values will be convert based on selected Currency in (Column L). 2. If you choose "Partial Conversion" then Column BA (AMOUNT) only will be converted based on selected currency (Column L) and Column BB (TAXES) value (INR) will be added to the converted values.
Note on K213: gepadmin: 1. If you choose "Full Conversion" then Column BA (AMOUNT) and Column BB (TAXES) BOTH values will be convert based on selected Currency in (Column L). 2. If you choose "Partial Conversion" then Column BA (AMOUNT) only will be converted based on selected currency (Column L) and Column BB (TAXES) value (INR) will be added to the converted values.
Note on K214: gepadmin: 1. If you choose "Full Conversion" then Column BA (AMOUNT) and Column BB (TAXES) BOTH values will be convert based on selected Currency in (Column L). 2. If you choose "Partial Conversion" then Column BA (AMOUNT) only will be converted based on selected currency (Column L) and Column BB (TAXES) value (INR) will be added to the converted values.
Note on K215: gepadmin: 1. If you choose "Full Conversion" then Column BA (AMOUNT) and Column BB (TAXES) BOTH values will be convert based on selected Currency in (Column L). 2. If you choose "Partial Conversion" then Column BA (AMOUNT) only will be converted based on selected currency (Column L) and Column BB (TAXES) value (INR) will be added to the converted values.
Note on K216: gepadmin: 1. If you choose "Full Conversion" then Column BA (AMOUNT) and Column BB (TAXES) BOTH values will be convert based on selected Currency in (Column L). 2. If you choose "Partial Conversion" then Column BA (AMOUNT) only will be converted based on selected currency (Column L) and Column BB (TAXES) value (INR) will be added to the converted values.
Note on K217: gepadmin: 1. If you choose "Full Conversion" then Column BA (AMOUNT) and Column BB (TAXES) BOTH values will be convert based on selected Currency in (Column L). 2. If you choose "Partial Conversion" then Column BA (AMOUNT) only will be converted based on selected currency (Column L) and Column BB (TAXES) value (INR) will be added to the converted values.
Note on K219: gepadmin: 1. If you choose "Full Conversion" then Column BA (AMOUNT) and Column BB (TAXES) BOTH values will be convert based on selected Currency in (Column L). 2. If you choose "Partial Conversion" then Column BA (AMOUNT) only will be converted based on selected currency (Column L) and Column BB (TAXES) value (INR) will be added to the converted values.
Note on K220: gepadmin: 1. If you choose "Full Conversion" then Column BA (AMOUNT) and Column BB (TAXES) BOTH values will be convert based on selected Currency in (Column L). 2. If you choose "Partial Conversion" then Column BA (AMOUNT) only will be converted based on selected currency (Column L) and Column BB (TAXES) value (INR) will be added to the converted values.
Note on K221: gepadmin: 1. If you choose "Full Conversion" then Column BA (AMOUNT) and Column BB (TAXES) BOTH values will be convert based on selected Currency in (Column L). 2. If you choose "Partial Conversion" then Column BA (AMOUNT) only will be converted based on selected currency (Column L) and Column BB (TAXES) value (INR) will be added to the converted values.
Note on K222: gepadmin: 1. If you choose "Full Conversion" then Column BA (AMOUNT) and Column BB (TAXES) BOTH values will be convert based on selected Currency in (Column L). 2. If you choose "Partial Conversion" then Column BA (AMOUNT) only will be converted based on selected currency (Column L) and Column BB (TAXES) value (INR) will be added to the converted values.
Note on K223: gepadmin: 1. If you choose "Full Conversion" then Column BA (AMOUNT) and Column BB (TAXES) BOTH values will be convert based on selected Currency in (Column L). 2. If you choose "Partial Conversion" then Column BA (AMOUNT) only will be converted based on selected currency (Column L) and Column BB (TAXES) value (INR) will be added to the converted values.
Note on K224: gepadmin: 1. If you choose "Full Conversion" then Column BA (AMOUNT) and Column BB (TAXES) BOTH values will be convert based on selected Currency in (Column L). 2. If you choose "Partial Conversion" then Column BA (AMOUNT) only will be converted based on selected currency (Column L) and Column BB (TAXES) value (INR) will be added to the converted values.
Note on K225: gepadmin: 1. If you choose "Full Conversion" then Column BA (AMOUNT) and Column BB (TAXES) BOTH values will be convert based on selected Currency in (Column L). 2. If you choose "Partial Conversion" then Column BA (AMOUNT) only will be converted based on selected currency (Column L) and Column BB (TAXES) value (INR) will be added to the converted values.
Note on K226: gepadmin: 1. If you choose "Full Conversion" then Column BA (AMOUNT) and Column BB (TAXES) BOTH values will be convert based on selected Currency in (Column L). 2. If you choose "Partial Conversion" then Column BA (AMOUNT) only will be converted based on selected currency (Column L) and Column BB (TAXES) value (INR) will be added to the converted values.
Note on K227: gepadmin: 1. If you choose "Full Conversion" then Column BA (AMOUNT) and Column BB (TAXES) BOTH values will be convert based on selected Currency in (Column L). 2. If you choose "Partial Conversion" then Column BA (AMOUNT) only will be converted based on selected currency (Column L) and Column BB (TAXES) value (INR) will be added to the converted values.
Note on K228: gepadmin: 1. If you choose "Full Conversion" then Column BA (AMOUNT) and Column BB (TAXES) BOTH values will be convert based on selected Currency in (Column L). 2. If you choose "Partial Conversion" then Column BA (AMOUNT) only will be converted based on selected currency (Column L) and Column BB (TAXES) value (INR) will be added to the converted values.
Note on K229: gepadmin: 1. If you choose "Full Conversion" then Column BA (AMOUNT) and Column BB (TAXES) BOTH values will be convert based on selected Currency in (Column L). 2. If you choose "Partial Conversion" then Column BA (AMOUNT) only will be converted based on selected currency (Column L) and Column BB (TAXES) value (INR) will be added to the converted values.
Note on K230: gepadmin: 1. If you choose "Full Conversion" then Column BA (AMOUNT) and Column BB (TAXES) BOTH values will be convert based on selected Currency in (Column L). 2. If you choose "Partial Conversion" then Column BA (AMOUNT) only will be converted based on selected currency (Column L) and Column BB (TAXES) value (INR) will be added to the converted values.
Note on K231: gepadmin: 1. If you choose "Full Conversion" then Column BA (AMOUNT) and Column BB (TAXES) BOTH values will be convert based on selected Currency in (Column L). 2. If you choose "Partial Conversion" then Column BA (AMOUNT) only will be converted based on selected currency (Column L) and Column BB (TAXES) value (INR) will be added to the converted values.
Note on K232: gepadmin: 1. If you choose "Full Conversion" then Column BA (AMOUNT) and Column BB (TAXES) BOTH values will be convert based on selected Currency in (Column L). 2. If you choose "Partial Conversion" then Column BA (AMOUNT) only will be converted based on selected currency (Column L) and Column BB (TAXES) value (INR) will be added to the converted values.
Note on K233: gepadmin: 1. If you choose "Full Conversion" then Column BA (AMOUNT) and Column BB (TAXES) BOTH values will be convert based on selected Currency in (Column L). 2. If you choose "Partial Conversion" then Column BA (AMOUNT) only will be converted based on selected currency (Column L) and Column BB (TAXES) value (INR) will be added to the converted values.
Note on K234: gepadmin: 1. If you choose "Full Conversion" then Column BA (AMOUNT) and Column BB (TAXES) BOTH values will be convert based on selected Currency in (Column L). 2. If you choose "Partial Conversion" then Column BA (AMOUNT) only will be converted based on selected currency (Column L) and Column BB (TAXES) value (INR) will be added to the converted values.
Note on K235: gepadmin: 1. If you choose "Full Conversion" then Column BA (AMOUNT) and Column BB (TAXES) BOTH values will be convert based on selected Currency in (Column L). 2. If you choose "Partial Conversion" then Column BA (AMOUNT) only will be converted based on selected currency (Column L) and Column BB (TAXES) value (INR) will be added to the converted values.
Note on K236: gepadmin: 1. If you choose "Full Conversion" then Column BA (AMOUNT) and Column BB (TAXES) BOTH values will be convert based on selected Currency in (Column L). 2. If you choose "Partial Conversion" then Column BA (AMOUNT) only will be converted based on selected currency (Column L) and Column BB (TAXES) value (INR) will be added to the converted values.
Note on K237: gepadmin: 1. If you choose "Full Conversion" then Column BA (AMOUNT) and Column BB (TAXES) BOTH values will be convert based on selected Currency in (Column L). 2. If you choose "Partial Conversion" then Column BA (AMOUNT) only will be converted based on selected currency (Column L) and Column BB (TAXES) value (INR) will be added to the converted values.
Note on K238: gepadmin: 1. If you choose "Full Conversion" then Column BA (AMOUNT) and Column BB (TAXES) BOTH values will be convert based on selected Currency in (Column L). 2. If you choose "Partial Conversion" then Column BA (AMOUNT) only will be converted based on selected currency (Column L) and Column BB (TAXES) value (INR) will be added to the converted values.
Note on K239: gepadmin: 1. If you choose "Full Conversion" then Column BA (AMOUNT) and Column BB (TAXES) BOTH values will be convert based on selected Currency in (Column L). 2. If you choose "Partial Conversion" then Column BA (AMOUNT) only will be converted based on selected currency (Column L) and Column BB (TAXES) value (INR) will be added to the converted values.
Note on K240: gepadmin: 1. If you choose "Full Conversion" then Column BA (AMOUNT) and Column BB (TAXES) BOTH values will be convert based on selected Currency in (Column L). 2. If you choose "Partial Conversion" then Column BA (AMOUNT) only will be converted based on selected currency (Column L) and Column BB (TAXES) value (INR) will be added to the converted values.
Note on K241: gepadmin: 1. If you choose "Full Conversion" then Column BA (AMOUNT) and Column BB (TAXES) BOTH values will be convert based on selected Currency in (Column L). 2. If you choose "Partial Conversion" then Column BA (AMOUNT) only will be converted based on selected currency (Column L) and Column BB (TAXES) value (INR) will be added to the converted values.
Note on K242: gepadmin: 1. If you choose "Full Conversion" then Column BA (AMOUNT) and Column BB (TAXES) BOTH values will be convert based on selected Currency in (Column L). 2. If you choose "Partial Conversion" then Column BA (AMOUNT) only will be converted based on selected currency (Column L) and Column BB (TAXES) value (INR) will be added to the converted values.
Note on K243: gepadmin: 1. If you choose "Full Conversion" then Column BA (AMOUNT) and Column BB (TAXES) BOTH values will be convert based on selected Currency in (Column L). 2. If you choose "Partial Conversion" then Column BA (AMOUNT) only will be converted based on selected currency (Column L) and Column BB (TAXES) value (INR) will be added to the converted values.
Note on K244: gepadmin: 1. If you choose "Full Conversion" then Column BA (AMOUNT) and Column BB (TAXES) BOTH values will be convert based on selected Currency in (Column L). 2. If you choose "Partial Conversion" then Column BA (AMOUNT) only will be converted based on selected currency (Column L) and Column BB (TAXES) value (INR) will be added to the converted values.
Note on K245: gepadmin: 1. If you choose "Full Conversion" then Column BA (AMOUNT) and Column BB (TAXES) BOTH values will be convert based on selected Currency in (Column L). 2. If you choose "Partial Conversion" then Column BA (AMOUNT) only will be converted based on selected currency (Column L) and Column BB (TAXES) value (INR) will be added to the converted values.
Note on K248: gepadmin: 1. If you choose "Full Conversion" then Column BA (AMOUNT) and Column BB (TAXES) BOTH values will be convert based on selected Currency in (Column L). 2. If you choose "Partial Conversion" then Column BA (AMOUNT) only will be converted based on selected currency (Column L) and Column BB (TAXES) value (INR) will be added to the converted values.
Note on K249: gepadmin: 1. If you choose "Full Conversion" then Column BA (AMOUNT) and Column BB (TAXES) BOTH values will be convert based on selected Currency in (Column L). 2. If you choose "Partial Conversion" then Column BA (AMOUNT) only will be converted based on selected currency (Column L) and Column BB (TAXES) value (INR) will be added to the converted values.
Note on K250: gepadmin: 1. If you choose "Full Conversion" then Column BA (AMOUNT) and Column BB (TAXES) BOTH values will be convert based on selected Currency in (Column L). 2. If you choose "Partial Conversion" then Column BA (AMOUNT) only will be converted based on selected currency (Column L) and Column BB (TAXES) value (INR) will be added to the converted values.
Note on K251: gepadmin: 1. If you choose "Full Conversion" then Column BA (AMOUNT) and Column BB (TAXES) BOTH values will be convert based on selected Currency in (Column L). 2. If you choose "Partial Conversion" then Column BA (AMOUNT) only will be converted based on selected currency (Column L) and Column BB (TAXES) value (INR) will be added to the converted values.
Note on K252: gepadmin: 1. If you choose "Full Conversion" then Column BA (AMOUNT) and Column BB (TAXES) BOTH values will be convert based on selected Currency in (Column L). 2. If you choose "Partial Conversion" then Column BA (AMOUNT) only will be converted based on selected currency (Column L) and Column BB (TAXES) value (INR) will be added to the converted values.
Note on K253: gepadmin: 1. If you choose "Full Conversion" then Column BA (AMOUNT) and Column BB (TAXES) BOTH values will be convert based on selected Currency in (Column L). 2. If you choose "Partial Conversion" then Column BA (AMOUNT) only will be converted based on selected currency (Column L) and Column BB (TAXES) value (INR) will be added to the converted values.
Note on K254: gepadmin: 1. If you choose "Full Conversion" then Column BA (AMOUNT) and Column BB (TAXES) BOTH values will be convert based on selected Currency in (Column L). 2. If you choose "Partial Conversion" then Column BA (AMOUNT) only will be converted based on selected currency (Column L) and Column BB (TAXES) value (INR) will be added to the converted values.
Note on K255: gepadmin: 1. If you choose "Full Conversion" then Column BA (AMOUNT) and Column BB (TAXES) BOTH values will be convert based on selected Currency in (Column L). 2. If you choose "Partial Conversion" then Column BA (AMOUNT) only will be converted based on selected currency (Column L) and Column BB (TAXES) value (INR) will be added to the converted values.
Note on K256: gepadmin: 1. If you choose "Full Conversion" then Column BA (AMOUNT) and Column BB (TAXES) BOTH values will be convert based on selected Currency in (Column L). 2. If you choose "Partial Conversion" then Column BA (AMOUNT) only will be converted based on selected currency (Column L) and Column BB (TAXES) value (INR) will be added to the converted values.
Note on K257: gepadmin: 1. If you choose "Full Conversion" then Column BA (AMOUNT) and Column BB (TAXES) BOTH values will be convert based on selected Currency in (Column L). 2. If you choose "Partial Conversion" then Column BA (AMOUNT) only will be converted based on selected currency (Column L) and Column BB (TAXES) value (INR) will be added to the converted values.
Note on K258: gepadmin: 1. If you choose "Full Conversion" then Column BA (AMOUNT) and Column BB (TAXES) BOTH values will be convert based on selected Currency in (Column L). 2. If you choose "Partial Conversion" then Column BA (AMOUNT) only will be converted based on selected currency (Column L) and Column BB (TAXES) value (INR) will be added to the converted values.
Note on K259: gepadmin: 1. If you choose "Full Conversion" then Column BA (AMOUNT) and Column BB (TAXES) BOTH values will be convert based on selected Currency in (Column L). 2. If you choose "Partial Conversion" then Column BA (AMOUNT) only will be converted based on selected currency (Column L) and Column BB (TAXES) value (INR) will be added to the converted values.
Note on K260: gepadmin: 1. If you choose "Full Conversion" then Column BA (AMOUNT) and Column BB (TAXES) BOTH values will be convert based on selected Currency in (Column L). 2. If you choose "Partial Conversion" then Column BA (AMOUNT) only will be converted based on selected currency (Column L) and Column BB (TAXES) value (INR) will be added to the converted values.
Note on K261: gepadmin: 1. If you choose "Full Conversion" then Column BA (AMOUNT) and Column BB (TAXES) BOTH values will be convert based on selected Currency in (Column L). 2. If you choose "Partial Conversion" then Column BA (AMOUNT) only will be converted based on selected currency (Column L) and Column BB (TAXES) value (INR) will be added to the converted values.
Note on K262: gepadmin: 1. If you choose "Full Conversion" then Column BA (AMOUNT) and Column BB (TAXES) BOTH values will be convert based on selected Currency in (Column L). 2. If you choose "Partial Conversion" then Column BA (AMOUNT) only will be converted based on selected currency (Column L) and Column BB (TAXES) value (INR) will be added to the converted values.
Note on K263: gepadmin: 1. If you choose "Full Conversion" then Column BA (AMOUNT) and Column BB (TAXES) BOTH values will be convert based on selected Currency in (Column L). 2. If you choose "Partial Conversion" then Column BA (AMOUNT) only will be converted based on selected currency (Column L) and Column BB (TAXES) value (INR) will be added to the converted values.
Note on K264: gepadmin: 1. If you choose "Full Conversion" then Column BA (AMOUNT) and Column BB (TAXES) BOTH values will be convert based on selected Currency in (Column L). 2. If you choose "Partial Conversion" then Column BA (AMOUNT) only will be converted based on selected currency (Column L) and Column BB (TAXES) value (INR) will be added to the converted values.
Note on K265: gepadmin: 1. If you choose "Full Conversion" then Column BA (AMOUNT) and Column BB (TAXES) BOTH values will be convert based on selected Currency in (Column L). 2. If you choose "Partial Conversion" then Column BA (AMOUNT) only will be converted based on selected currency (Column L) and Column BB (TAXES) value (INR) will be added to the converted values.
Note on K266: gepadmin: 1. If you choose "Full Conversion" then Column BA (AMOUNT) and Column BB (TAXES) BOTH values will be convert based on selected Currency in (Column L). 2. If you choose "Partial Conversion" then Column BA (AMOUNT) only will be converted based on selected currency (Column L) and Column BB (TAXES) value (INR) will be added to the converted values.
Note on K267: gepadmin: 1. If you choose "Full Conversion" then Column BA (AMOUNT) and Column BB (TAXES) BOTH values will be convert based on selected Currency in (Column L). 2. If you choose "Partial Conversion" then Column BA (AMOUNT) only will be converted based on selected currency (Column L) and Column BB (TAXES) value (INR) will be added to the converted values.
Note on K268: gepadmin: 1. If you choose "Full Conversion" then Column BA (AMOUNT) and Column BB (TAXES) BOTH values will be convert based on selected Currency in (Column L). 2. If you choose "Partial Conversion" then Column BA (AMOUNT) only will be converted based on selected currency (Column L) and Column BB (TAXES) value (INR) will be added to the converted values.
Note on K269: gepadmin: 1. If you choose "Full Conversion" then Column BA (AMOUNT) and Column BB (TAXES) BOTH values will be convert based on selected Currency in (Column L). 2. If you choose "Partial Conversion" then Column BA (AMOUNT) only will be converted based on selected currency (Column L) and Column BB (TAXES) value (INR) will be added to the converted values.
Note on K270: gepadmin: 1. If you choose "Full Conversion" then Column BA (AMOUNT) and Column BB (TAXES) BOTH values will be convert based on selected Currency in (Column L). 2. If you choose "Partial Conversion" then Column BA (AMOUNT) only will be converted based on selected currency (Column L) and Column BB (TAXES) value (INR) will be added to the converted values.
Note on K271: gepadmin: 1. If you choose "Full Conversion" then Column BA (AMOUNT) and Column BB (TAXES) BOTH values will be convert based on selected Currency in (Column L). 2. If you choose "Partial Conversion" then Column BA (AMOUNT) only will be converted based on selected currency (Column L) and Column BB (TAXES) value (INR) will be added to the converted values.
Note on K272: gepadmin: 1. If you choose "Full Conversion" then Column BA (AMOUNT) and Column BB (TAXES) BOTH values will be convert based on selected Currency in (Column L). 2. If you choose "Partial Conversion" then Column BA (AMOUNT) only will be converted based on selected currency (Column L) and Column BB (TAXES) value (INR) will be added to the converted values.
Note on K273: gepadmin: 1. If you choose "Full Conversion" then Column BA (AMOUNT) and Column BB (TAXES) BOTH values will be convert based on selected Currency in (Column L). 2. If you choose "Partial Conversion" then Column BA (AMOUNT) only will be converted based on selected currency (Column L) and Column BB (TAXES) value (INR) will be added to the converted values.
Note on K274: gepadmin: 1. If you choose "Full Conversion" then Column BA (AMOUNT) and Column BB (TAXES) BOTH values will be convert based on selected Currency in (Column L). 2. If you choose "Partial Conversion" then Column BA (AMOUNT) only will be converted based on selected currency (Column L) and Column BB (TAXES) value (INR) will be added to the converted values.
Note on K275: gepadmin: 1. If you choose "Full Conversion" then Column BA (AMOUNT) and Column BB (TAXES) BOTH values will be convert based on selected Currency in (Column L). 2. If you choose "Partial Conversion" then Column BA (AMOUNT) only will be converted based on selected currency (Column L) and Column BB (TAXES) value (INR) will be added to the converted values.
Note on K277: gepadmin: 1. If you choose "Full Conversion" then Column BA (AMOUNT) and Column BB (TAXES) BOTH values will be convert based on selected Currency in (Column L). 2. If you choose "Partial Conversion" then Column BA (AMOUNT) only will be converted based on selected currency (Column L) and Column BB (TAXES) value (INR) will be added to the converted values.
Note on K278: gepadmin: 1. If you choose "Full Conversion" then Column BA (AMOUNT) and Column BB (TAXES) BOTH values will be convert based on selected Currency in (Column L). 2. If you choose "Partial Conversion" then Column BA (AMOUNT) only will be converted based on selected currency (Column L) and Column BB (TAXES) value (INR) will be added to the converted values.
Note on K279: gepadmin: 1. If you choose "Full Conversion" then Column BA (AMOUNT) and Column BB (TAXES) BOTH values will be convert based on selected Currency in (Column L). 2. If you choose "Partial Conversion" then Column BA (AMOUNT) only will be converted based on selected currency (Column L) and Column BB (TAXES) value (INR) will be added to the converted values.
Note on K280: gepadmin: 1. If you choose "Full Conversion" then Column BA (AMOUNT) and Column BB (TAXES) BOTH values will be convert based on selected Currency in (Column L). 2. If you choose "Partial Conversion" then Column BA (AMOUNT) only will be converted based on selected currency (Column L) and Column BB (TAXES) value (INR) will be added to the converted values.
Note on K281: gepadmin: 1. If you choose "Full Conversion" then Column BA (AMOUNT) and Column BB (TAXES) BOTH values will be convert based on selected Currency in (Column L). 2. If you choose "Partial Conversion" then Column BA (AMOUNT) only will be converted based on selected currency (Column L) and Column BB (TAXES) value (INR) will be added to the converted values.
Note on K282: gepadmin: 1. If you choose "Full Conversion" then Column BA (AMOUNT) and Column BB (TAXES) BOTH values will be convert based on selected Currency in (Column L). 2. If you choose "Partial Conversion" then Column BA (AMOUNT) only will be converted based on selected currency (Column L) and Column BB (TAXES) value (INR) will be added to the converted values.
Note on K283: gepadmin: 1. If you choose "Full Conversion" then Column BA (AMOUNT) and Column BB (TAXES) BOTH values will be convert based on selected Currency in (Column L). 2. If you choose "Partial Conversion" then Column BA (AMOUNT) only will be converted based on selected currency (Column L) and Column BB (TAXES) value (INR) will be added to the converted values.
Note on K284: gepadmin: 1. If you choose "Full Conversion" then Column BA (AMOUNT) and Column BB (TAXES) BOTH values will be convert based on selected Currency in (Column L). 2. If you choose "Partial Conversion" then Column BA (AMOUNT) only will be converted based on selected currency (Column L) and Column BB (TAXES) value (INR) will be added to the converted values.
Note on K285: gepadmin: 1. If you choose "Full Conversion" then Column BA (AMOUNT) and Column BB (TAXES) BOTH values will be convert based on selected Currency in (Column L). 2. If you choose "Partial Conversion" then Column BA (AMOUNT) only will be converted based on selected currency (Column L) and Column BB (TAXES) value (INR) will be added to the converted values.
Note on K286: gepadmin: 1. If you choose "Full Conversion" then Column BA (AMOUNT) and Column BB (TAXES) BOTH values will be convert based on selected Currency in (Column L). 2. If you choose "Partial Conversion" then Column BA (AMOUNT) only will be converted based on selected currency (Column L) and Column BB (TAXES) value (INR) will be added to the converted values.
Note on K287: gepadmin: 1. If you choose "Full Conversion" then Column BA (AMOUNT) and Column BB (TAXES) BOTH values will be convert based on selected Currency in (Column L). 2. If you choose "Partial Conversion" then Column BA (AMOUNT) only will be converted based on selected currency (Column L) and Column BB (TAXES) value (INR) will be added to the converted values.
Note on K289: gepadmin: 1. If you choose "Full Conversion" then Column BA (AMOUNT) and Column BB (TAXES) BOTH values will be convert based on selected Currency in (Column L). 2. If you choose "Partial Conversion" then Column BA (AMOUNT) only will be converted based on selected currency (Column L) and Column BB (TAXES) value (INR) will be added to the converted values.
Note on K290: gepadmin: 1. If you choose "Full Conversion" then Column BA (AMOUNT) and Column BB (TAXES) BOTH values will be convert based on selected Currency in (Column L). 2. If you choose "Partial Conversion" then Column BA (AMOUNT) only will be converted based on selected currency (Column L) and Column BB (TAXES) value (INR) will be added to the converted values.
Note on K291: gepadmin: 1. If you choose "Full Conversion" then Column BA (AMOUNT) and Column BB (TAXES) BOTH values will be convert based on selected Currency in (Column L). 2. If you choose "Partial Conversion" then Column BA (AMOUNT) only will be converted based on selected currency (Column L) and Column BB (TAXES) value (INR) will be added to the converted values.
Note on K292: gepadmin: 1. If you choose "Full Conversion" then Column BA (AMOUNT) and Column BB (TAXES) BOTH values will be convert based on selected Currency in (Column L). 2. If you choose "Partial Conversion" then Column BA (AMOUNT) only will be converted based on selected currency (Column L) and Column BB (TAXES) value (INR) will be added to the converted values.
Note on K293: gepadmin: 1. If you choose "Full Conversion" then Column BA (AMOUNT) and Column BB (TAXES) BOTH values will be convert based on selected Currency in (Column L). 2. If you choose "Partial Conversion" then Column BA (AMOUNT) only will be converted based on selected currency (Column L) and Column BB (TAXES) value (INR) will be added to the converted values.
Note on K294: gepadmin: 1. If you choose "Full Conversion" then Column BA (AMOUNT) and Column BB (TAXES) BOTH values will be convert based on selected Currency in (Column L). 2. If you choose "Partial Conversion" then Column BA (AMOUNT) only will be converted based on selected currency (Column L) and Column BB (TAXES) value (INR) will be added to the converted values.
Note on K295: gepadmin: 1. If you choose "Full Conversion" then Column BA (AMOUNT) and Column BB (TAXES) BOTH values will be convert based on selected Currency in (Column L). 2. If you choose "Partial Conversion" then Column BA (AMOUNT) only will be converted based on selected currency (Column L) and Column BB (TAXES) value (INR) will be added to the converted values.
Note on K296: gepadmin: 1. If you choose "Full Conversion" then Column BA (AMOUNT) and Column BB (TAXES) BOTH values will be convert based on selected Currency in (Column L). 2. If you choose "Partial Conversion" then Column BA (AMOUNT) only will be converted based on selected currency (Column L) and Column BB (TAXES) value (INR) will be added to the converted values.
Note on K297: gepadmin: 1. If you choose "Full Conversion" then Column BA (AMOUNT) and Column BB (TAXES) BOTH values will be convert based on selected Currency in (Column L). 2. If you choose "Partial Conversion" then Column BA (AMOUNT) only will be converted based on selected currency (Column L) and Column BB (TAXES) value (INR) will be added to the converted values.
Note on K298: gepadmin: 1. If you choose "Full Conversion" then Column BA (AMOUNT) and Column BB (TAXES) BOTH values will be convert based on selected Currency in (Column L). 2. If you choose "Partial Conversion" then Column BA (AMOUNT) only will be converted based on selected currency (Column L) and Column BB (TAXES) value (INR) will be added to the converted values.
Note on K299: gepadmin: 1. If you choose "Full Conversion" then Column BA (AMOUNT) and Column BB (TAXES) BOTH values will be convert based on selected Currency in (Column L). 2. If you choose "Partial Conversion" then Column BA (AMOUNT) only will be converted based on selected currency (Column L) and Column BB (TAXES) value (INR) will be added to the converted values.
Note on K300: gepadmin: 1. If you choose "Full Conversion" then Column BA (AMOUNT) and Column BB (TAXES) BOTH values will be convert based on selected Currency in (Column L). 2. If you choose "Partial Conversion" then Column BA (AMOUNT) only will be converted based on selected currency (Column L) and Column BB (TAXES) value (INR) will be added to the converted values.
Note on K301: gepadmin: 1. If you choose "Full Conversion" then Column BA (AMOUNT) and Column BB (TAXES) BOTH values will be convert based on selected Currency in (Column L). 2. If you choose "Partial Conversion" then Column BA (AMOUNT) only will be converted based on selected currency (Column L) and Column BB (TAXES) value (INR) will be added to the converted values.
Note on K302: gepadmin: 1. If you choose "Full Conversion" then Column BA (AMOUNT) and Column BB (TAXES) BOTH values will be convert based on selected Currency in (Column L). 2. If you choose "Partial Conversion" then Column BA (AMOUNT) only will be converted based on selected currency (Column L) and Column BB (TAXES) value (INR) will be added to the converted values.
Note on K303: gepadmin: 1. If you choose "Full Conversion" then Column BA (AMOUNT) and Column BB (TAXES) BOTH values will be convert based on selected Currency in (Column L). 2. If you choose "Partial Conversion" then Column BA (AMOUNT) only will be converted based on selected currency (Column L) and Column BB (TAXES) value (INR) will be added to the converted values.
Note on K304: gepadmin: 1. If you choose "Full Conversion" then Column BA (AMOUNT) and Column BB (TAXES) BOTH values will be convert based on selected Currency in (Column L). 2. If you choose "Partial Conversion" then Column BA (AMOUNT) only will be converted based on selected currency (Column L) and Column BB (TAXES) value (INR) will be added to the converted values.
Note on K305: gepadmin: 1. If you choose "Full Conversion" then Column BA (AMOUNT) and Column BB (TAXES) BOTH values will be convert based on selected Currency in (Column L). 2. If you choose "Partial Conversion" then Column BA (AMOUNT) only will be converted based on selected currency (Column L) and Column BB (TAXES) value (INR) will be added to the converted values.
Note on K306: gepadmin: 1. If you choose "Full Conversion" then Column BA (AMOUNT) and Column BB (TAXES) BOTH values will be convert based on selected Currency in (Column L). 2. If you choose "Partial Conversion" then Column BA (AMOUNT) only will be converted based on selected currency (Column L) and Column BB (TAXES) value (INR) will be added to the converted values.
Note on K307: gepadmin: 1. If you choose "Full Conversion" then Column BA (AMOUNT) and Column BB (TAXES) BOTH values will be convert based on selected Currency in (Column L). 2. If you choose "Partial Conversion" then Column BA (AMOUNT) only will be converted based on selected currency (Column L) and Column BB (TAXES) value (INR) will be added to the converted values.
Note on K308: gepadmin: 1. If you choose "Full Conversion" then Column BA (AMOUNT) and Column BB (TAXES) BOTH values will be convert based on selected Currency in (Column L). 2. If you choose "Partial Conversion" then Column BA (AMOUNT) only will be converted based on selected currency (Column L) and Column BB (TAXES) value (INR) will be added to the converted values.
Note on K309: gepadmin: 1. If you choose "Full Conversion" then Column BA (AMOUNT) and Column BB (TAXES) BOTH values will be convert based on selected Currency in (Column L). 2. If you choose "Partial Conversion" then Column BA (AMOUNT) only will be converted based on selected currency (Column L) and Column BB (TAXES) value (INR) will be added to the converted values.
Note on K310: gepadmin: 1. If you choose "Full Conversion" then Column BA (AMOUNT) and Column BB (TAXES) BOTH values will be convert based on selected Currency in (Column L). 2. If you choose "Partial Conversion" then Column BA (AMOUNT) only will be converted based on selected currency (Column L) and Column BB (TAXES) value (INR) will be added to the converted values.
Note on K311: gepadmin: 1. If you choose "Full Conversion" then Column BA (AMOUNT) and Column BB (TAXES) BOTH values will be convert based on selected Currency in (Column L). 2. If you choose "Partial Conversion" then Column BA (AMOUNT) only will be converted based on selected currency (Column L) and Column BB (TAXES) value (INR) will be added to the converted values.
Note on K312: gepadmin: 1. If you choose "Full Conversion" then Column BA (AMOUNT) and Column BB (TAXES) BOTH values will be convert based on selected Currency in (Column L). 2. If you choose "Partial Conversion" then Column BA (AMOUNT) only will be converted based on selected currency (Column L) and Column BB (TAXES) value (INR) will be added to the converted values.
Note on K313: gepadmin: 1. If you choose "Full Conversion" then Column BA (AMOUNT) and Column BB (TAXES) BOTH values will be convert based on selected Currency in (Column L). 2. If you choose "Partial Conversion" then Column BA (AMOUNT) only will be converted based on selected currency (Column L) and Column BB (TAXES) value (INR) will be added to the converted values.
Note on K314: gepadmin: 1. If you choose "Full Conversion" then Column BA (AMOUNT) and Column BB (TAXES) BOTH values will be convert based on selected Currency in (Column L). 2. If you choose "Partial Conversion" then Column BA (AMOUNT) only will be converted based on selected currency (Column L) and Column BB (TAXES) value (INR) will be added to the converted values.
Note on K315: gepadmin: 1. If you choose "Full Conversion" then Column BA (AMOUNT) and Column BB (TAXES) BOTH values will be convert based on selected Currency in (Column L). 2. If you choose "Partial Conversion" then Column BA (AMOUNT) only will be converted based on selected currency (Column L) and Column BB (TAXES) value (INR) will be added to the converted values.
Note on K316: gepadmin: 1. If you choose "Full Conversion" then Column BA (AMOUNT) and Column BB (TAXES) BOTH values will be convert based on selected Currency in (Column L). 2. If you choose "Partial Conversion" then Column BA (AMOUNT) only will be converted based on selected currency (Column L) and Column BB (TAXES) value (INR) will be added to the converted values.
Note on K317: gepadmin: 1. If you choose "Full Conversion" then Column BA (AMOUNT) and Column BB (TAXES) BOTH values will be convert based on selected Currency in (Column L). 2. If you choose "Partial Conversion" then Column BA (AMOUNT) only will be converted based on selected currency (Column L) and Column BB (TAXES) value (INR) will be added to the converted values.
Note on K319: gepadmin: 1. If you choose "Full Conversion" then Column BA (AMOUNT) and Column BB (TAXES) BOTH values will be convert based on selected Currency in (Column L). 2. If you choose "Partial Conversion" then Column BA (AMOUNT) only will be converted based on selected currency (Column L) and Column BB (TAXES) value (INR) will be added to the converted values.
Note on K320: gepadmin: 1. If you choose "Full Conversion" then Column BA (AMOUNT) and Column BB (TAXES) BOTH values will be convert based on selected Currency in (Column L). 2. If you choose "Partial Conversion" then Column BA (AMOUNT) only will be converted based on selected currency (Column L) and Column BB (TAXES) value (INR) will be added to the converted values.
Note on K321: gepadmin: 1. If you choose "Full Conversion" then Column BA (AMOUNT) and Column BB (TAXES) BOTH values will be convert based on selected Currency in (Column L). 2. If you choose "Partial Conversion" then Column BA (AMOUNT) only will be converted based on selected currency (Column L) and Column BB (TAXES) value (INR) will be added to the converted values.
Note on K322: gepadmin: 1. If you choose "Full Conversion" then Column BA (AMOUNT) and Column BB (TAXES) BOTH values will be convert based on selected Currency in (Column L). 2. If you choose "Partial Conversion" then Column BA (AMOUNT) only will be converted based on selected currency (Column L) and Column BB (TAXES) value (INR) will be added to the converted values.
Note on K323: gepadmin: 1. If you choose "Full Conversion" then Column BA (AMOUNT) and Column BB (TAXES) BOTH values will be convert based on selected Currency in (Column L). 2. If you choose "Partial Conversion" then Column BA (AMOUNT) only will be converted based on selected currency (Column L) and Column BB (TAXES) value (INR) will be added to the converted values.
Note on K324: gepadmin: 1. If you choose "Full Conversion" then Column BA (AMOUNT) and Column BB (TAXES) BOTH values will be convert based on selected Currency in (Column L). 2. If you choose "Partial Conversion" then Column BA (AMOUNT) only will be converted based on selected currency (Column L) and Column BB (TAXES) value (INR) will be added to the converted values.
Note on K325: gepadmin: 1. If you choose "Full Conversion" then Column BA (AMOUNT) and Column BB (TAXES) BOTH values will be convert based on selected Currency in (Column L). 2. If you choose "Partial Conversion" then Column BA (AMOUNT) only will be converted based on selected currency (Column L) and Column BB (TAXES) value (INR) will be added to the converted values.
Note on K326: gepadmin: 1. If you choose "Full Conversion" then Column BA (AMOUNT) and Column BB (TAXES) BOTH values will be convert based on selected Currency in (Column L). 2. If you choose "Partial Conversion" then Column BA (AMOUNT) only will be converted based on selected currency (Column L) and Column BB (TAXES) value (INR) will be added to the converted values.
Note on K327: gepadmin: 1. If you choose "Full Conversion" then Column BA (AMOUNT) and Column BB (TAXES) BOTH values will be convert based on selected Currency in (Column L). 2. If you choose "Partial Conversion" then Column BA (AMOUNT) only will be converted based on selected currency (Column L) and Column BB (TAXES) value (INR) will be added to the converted values.
Note on K328: gepadmin: 1. If you choose "Full Conversion" then Column BA (AMOUNT) and Column BB (TAXES) BOTH values will be convert based on selected Currency in (Column L). 2. If you choose "Partial Conversion" then Column BA (AMOUNT) only will be converted based on selected currency (Column L) and Column BB (TAXES) value (INR) will be added to the converted values.
Validate
Print
Help

## Macros
Please Enable Macros to View BoQ information